## documents
name | description | ver | filename | type | status | purpose | Package | WBS | WBS Description | Discipline | Discipline Code Description | Source
DSOT-DS-2400-IC-PCV2517 | SELF ACTUATED PRESSURE REGULATING VALVE - 400-SLP-02 JIGS SCREENS WATER - TAG 2400-PVC-2517 LINE NO 2400-25-WGSL-CSVD-008 - _0 | 0 | DSOT-DS-2400-IC-PCV2517_0 | Data Sheet | Draft | Purchase | Raw Water System | 2700 | Dewatering | IC | Instrumentation and Controls | AECOM
DSOT-DS-2400-IC-PCV2516 | SELF ACTUATED PRESSURE REGULATING VALVE - 400-SLP-04 JIGS SCREENS HUTCH WATER - TAG 2400-PVC-2516 LINE NO 2400-25-WGSL-CSVD-007 - _0 | 0 | DSOT-DS-2400-IC-PCV2516_0 | Data Sheet | Draft | Purchase | Raw Water System | 2700 | Dewatering | IC | Instrumentation and Controls | AECOM
DSOT-DS-2400-IC-LSHL250 | RADAR LEVEL SWITCH - 400-SUP-01 FINE JIGS AREA SUMP PUMP - TAG NO. 2400-LSHL-2508 - _0 | 0 | DSOT-DS-2400-IC-LSHL2508_0 | Data Sheet | Draft | Purchase | Fine Jigs Area - Instrumentation | 2400 | Gravity Separation - Fine Jigs | IC | Instrumentation and Controls | AECOM
DSOT-DS-2400-IC-LIT2504 | RADAR LEVEL TRANSMITTER - 400-PBO-01 JIGS SCREENS PUMP BOX - TAG NO. 2400-LE-LIT-2504 - _0 | 0 | DSOT-DS-2400-IC-LIT2504_0 | Data Sheet | Draft | Purchase | Fine Jigs Area - Instrumentation | 2400 | Gravity Separation - Fine Jigs | IC | Instrumentation and Controls | AECOM
DSOT-DS-2400-IC-LIT2501 | RADAR LEVEL TRANSMITTER - 400-PBO-01 JIGS SCREENS PUMP BOX (HUTCH WATER) - TAG NO. 2400-LE-LIT-2501 - _0 | 0 | DSOT-DS-2400-IC-LIT2501_0 | Data Sheet | Draft | Purchase | Fine Jigs Area - Instrumentation | 2400 | Gravity Separation - Fine Jigs | IC | Instrumentation and Controls | AECOM
DSOT-DS-2400-IC-LIT2301 | LASER LEVEL TRANSMITTER - 400-BIN-02 FINE JIGS SURGE BIN #2 - TAG NO. 2400-LE-LIT-2301 - _0 | 0 | DSOT-DS-2400-IC-LIT2301_0 | Data Sheet | Draft | Purchase | Fine Jigs Area - Instrumentation | 2400 | Gravity Separation - Fine Jigs | IC | Instrumentation and Controls | AECOM
DSOT-DS-2400-IC-LIT2101 | LASER LEVEL TRANSMITTER - 400-BIN-01 FINE JIGS SURGE BIN #1 - TAG NO. 2400-LE-LIT-2101 - _0 | 0 | DSOT-DS-2400-IC-LIT2101_0 | Data Sheet | Draft | Purchase | Fine Jigs Area - Instrumentation | 2400 | Gravity Separation - Fine Jigs | IC | Instrumentation and Controls | AECOM
DSOT-DS-2400-IC-LCV2507 | MODULATING CONTROL VALVE - 400-SLP-02 OUTLET PUMP - TAG NO. 2400-LCV-2507 - LINE NO. 2400-350-WPR-CSVD-034 - _C | C | DSOT-DS-2400-IC-LCV2507_C | Data Sheet | Draft | Tender-Bid | Fine Jigs Area - Instrumentation | 2400 | Gravity Separation - Fine Jigs | IC | Instrumentation and Controls | AECOM
DSOT-DS-2400-IC-LCV2501 | MODULATING CONTROL VALVE - 400-PBO-01 HUTCH WATER PUMP BOX - TAG NO. 2400-LCV-2501 - LINE NO. 2900-200-WPR-CSVD-058 - _1 | 1 | DSOT-DS-2400-IC-LCV2501_1 | Data Sheet | Draft | Purchase | Fine Jigs Area - Instrumentation | 2400 | Gravity Separation - Fine Jigs | IC | Instrumentation and Controls | AECOM
DSOT-DS-2400-IC-FV3005 | ON-OFF VALVE DATASHEET - 400-SLP-03 INLET PUMP DRAIN - TAG NO. 2400-FV-3005 - LINE NO. 2400-100-SOR-CSRD-037 - _C | C | DSOT-DS-2400-IC-FV3005_C | Data Sheet | Draft | Tender-Bid | Fine Jigs Area - Instrumentation | 2400 | Gravity Separation - Fine Jigs | IC | Instrumentation and Controls | AECOM
DSOT-DS-2400-IC-FV3004 | ON-OFF VALVE DATASHEET - 400-PBO-02 MILLS PUMP BOX DRAIN - TAG NO. 2400-FV-3004 - LINE NO. 2400-150-DRN-CSVD-007 - _C | C | DSOT-DS-2400-IC-FV3004_C | Data Sheet | Draft | Tender-Bid | Fine Jigs Area - Instrumentation | 2400 | Gravity Separation - Fine Jigs | IC | Instrumentation and Controls | AECOM
DSOT-DS-2400-IC-FV3002 | ON-OFF VALVE DATASHEET - 400-SLP-03 INLET PUMP - TAG NO. 2400-FV-3002 - LINE NO. 2400-150-SOR-CSRD-037 - _C | C | DSOT-DS-2400-IC-FV3002_C | Data Sheet | Draft | Tender-Bid | Fine Jigs Area - Instrumentation | 2400 | Gravity Separation - Fine Jigs | IC | Instrumentation and Controls | AECOM
DSOT-DS-2400-IC-FV2517 | ON-OFF VALVE DATASHEET - 400-SLP-02 JIGS SCREENS HUTCH WATER PUMP #1 - TAG NO. 2400-SV-2517 - LINE NO. 2400-25-WGSL-CSVD-008 - _2 | 2 | DSOT-DS-2400-IC-FV2517_2 | Data Sheet | Draft | Purchase | Fine Jigs Area - Instrumentation | 2400 | Gravity Separation - Fine Jigs | IC | Instrumentation and Controls | AECOM
DSOT-DS-2400-IC-FV2516 | ON-OFF VALVE DATASHEET - 400-SLP-04 JIGS SCREENS HATCH PUMP #2 - TAG NO. 2400-FV-2516 - LINE NO. 2400-25-WGSL-CSVD-007 - _2 | 2 | DSOT-DS-2400-IC-FV2516_2 | Data Sheet | Draft | Purchase | Fine Jigs Area - Instrumentation | 2400 | Gravity Separation - Fine Jigs | IC | Instrumentation and Controls | AECOM
DSOT-DS-2400-IC-FV2515 | ON-OFF VALVE DATASHEET - 400-PBO-01 JIGS SCREENS PUMP BOX TO 400-SLP-04 HUTCH WATER PUMP #2 - TAG NO. 2400-FV-2515 - LINE NO. 2400-400-WPR-CSVD-031 - _0 | 0 | DSOT-DS-2400-IC-FV2515_0 | Data Sheet | Draft | Purchase | Fine Jigs Area - Instrumentation | 2400 | Gravity Separation - Fine Jigs | IC | Instrumentation and Controls | AECOM
DSOT-DS-2400-IC-FV2514 | ON-OFF VALVE DATASHEET - 400-SLP-01 INLET PUMP DRAIN - TAG NO. 2400-FV-2514 - LINE NO. 2400-250-SOR-CSRD-035 - _3 | 3 | DSOT-DS-2400-IC-FV2514_3 | Data Sheet | Draft | Purchase | Fine Jigs Area - Instrumentation | 2400 | Gravity Separation - Fine Jigs | IC | Instrumentation and Controls | AECOM
DSOT-DS-2400-IC-FV2513 | ON-OFF VALVE DATASHEET - 400-PBO-01 PUMP BOX DRAIN - TAG NO. 2400-FV-2513 - LINE NO. 2400-150-SOR-CSRD-251 - _2 | 2 | DSOT-DS-2400-IC-FV2513_2 | Data Sheet | Draft | Purchase | Fine Jigs Area - Instrumentation | 2400 | Gravity Separation - Fine Jigs | IC | Instrumentation and Controls | AECOM
DSOT-DS-2400-IC-FV2512 | ON-OFF VALVE DATASHEET - 400-PBO-01 PUMP BOX DRAIN - TAG NO. 2400-FV-2512 - LINE NO. 2400-150-SOR-CSRD-250 - _2 | 2 | DSOT-DS-2400-IC-FV2512_2 | Data Sheet | Draft | Purchase | Fine Jigs Area - Instrumentation | 2400 | Gravity Separation - Fine Jigs | IC | Instrumentation and Controls | AECOM
DSOT-DS-2400-IC-FV2510 | ON-OFF VALVE DATASHEET - 400-PBO-02 INLET HUTCH PUMP - TAG NO. 2400-FV-2510 - LINE NO. 2400-50-WPR-CSVD-TBD - _C | C | DSOT-DS-2400-IC-FV2510_C | Data Sheet | Draft | Tender-Bid | Fine Jigs Area - Instrumentation | 2400 | Gravity Separation - Fine Jigs | IC | Instrumentation and Controls | AECOM
DSOT-DS-2400-IC-FV2509 | ON-OFF VALVE DATASHEET - 400-SLP-02 INLET PUMP DRAIN - TAG NO. 2400-FV-2509 - LINE NO. 2400-100-WPR-CSVD-032 - _C | C | DSOT-DS-2400-IC-FV2509_C | Data Sheet | Draft | Tender-Bid | Fine Jigs Area - Instrumentation | 2400 | Gravity Separation - Fine Jigs | IC | Instrumentation and Controls | AECOM
DSOT-DS-2400-IC-FV2505 | ON-OFF VALVE DATASHEET - 400-PBO-01 JIGS SCREENS PUMP BOX DISCH. - TAG NO. 2400-FV-2505 - LINE NO. 2400-250-SOR-CSRD-035 - _2 | 2 | DSOT-DS-2400-IC-FV2505_2 | Data Sheet | Draft | Purchase | Fine Jigs Area - Instrumentation | 2400 | Gravity Separation - Fine Jigs | IC | Instrumentation and Controls | AECOM
DSOT-DS-2400-IC-FV2502 | ON-OFF VALVE DATASHEET - 400-SLP-02 INLET JIG SCREENS HUTCH WATER PUMP #1 - TAG NO. 2400-FV-2502 - LINE NO. 2400-400-WPR-CSVD-032 - _0 | 0 | DSOT-DS-2400-IC-FV2502_0 | Data Sheet | Draft | Purchase | Fine Jigs Area - Instrumentation | 2400 | Gravity Separation - Fine Jigs | IC | Instrumentation and Controls | AECOM
DSOT-DS-2400-IC-FSL3003 | FLOW SWITCH DATASHEET - 400-SLP-03 MILLS TRANSFER PUMP - TAG NO. 2400-FSL-3003 - LINE NO. 2400-20-WGSL-CSVD-005 - _C | C | DSOT-DS-2400-IC-FSL3003_C | Data Sheet | Draft | Tender-Bid | Fine Jigs Area - Instrumentation | 2400 | Gravity Separation - Fine Jigs | IC | Instrumentation and Controls | AECOM
DSOT-DS-2400-IC-FSL2517 | FLOW SWITCH DATASHEET - 400-SLP-02 JIGS SCREENS HUTCH WATER PUMP #1 - TAG NO. 2400-FSL-2517 - LINE NO. 2400-25-WGSL-CSVD-008 - _0 | 0 | DSOT-DS-2400-IC-FSL2517_0 | Data Sheet | Draft | Purchase | Fine Jigs Area - Instrumentation | 2200 | Drum Scrubbing | IC | Instrumentation and Controls | AECOM
DSOT-DS-2400-IC-FSL2516 | FLOW SWITCH DATASHEET - 400-SLP-04 JIGS SCREENS HUTCH WATER PUMP #2 - TAG NO. 2400-FSL-2516 - LINE NO. 2400-25-WGSL-CSVD-007 - _0 | 0 | DSOT-DS-2400-IC-FSL2516_0 | Data Sheet | Draft | Purchase | Fine Jigs Area - Instrumentation | 2200 | Drum Scrubbing | IC | Instrumentation and Controls | AECOM
DSOT-DS-2400-IC-FSL2506 | FLOW SWITCH DATASHEET - 400-SLP-01 JIGS SCREENS WATER PUMP - TAG NO. 2400-FSL-2506 - LINE NO. 2400-20-WGSL-CSVD-003 - _C | C | DSOT-DS-2400-IC-FSL2506_C | Data Sheet | Draft | Tender-Bid | Fine Jigs Area - Instrumentation | 2400 | Gravity Separation - Fine Jigs | IC | Instrumentation and Controls | AECOM
DSOT-DS-2400-IC-FIT2801 | MAGNETIC FLOW METER - 400-CHU-08 INLET TO ROD MILL FEED CHUTE - TAG NO. 2400-FE-FIT-2801 - LINE NO. 2400-50-WPR-CSVD-XXX - _C | C | DSOT-DS-2400-IC-FIT2801_C | Data Sheet | Draft | Tender-Bid | Fine Jigs Area - Instrumentation | 2400 | Gravity Separation - Fine Jigs | IC | Instrumentation and Controls | AECOM
DSOT-DS-2400-IC-FIT2601 | MAGNETIC FLOW METER - 400-BAM-01 BALL MILL INLET - TAG NO. 2400-FE-FIT-2601 - LINE NO. 3173-40-WPR-CSVD-XXX - _C | C | DSOT-DS-2400-IC-FIT2601_C | Data Sheet | Draft | Tender-Bid | Fine Jigs Area - Instrumentation | 2400 | Gravity Separation - Fine Jigs | IC | Instrumentation and Controls | AECOM
DSOT-DS-2400-IC-FIT2511 | MAGNETIC FLOW METER - JIGS SCREENS HUTCH WATER PUMP #2 TO 400-JIG-02 FINE JIG #2 - TAG NO. 2400-FE-FIT-2511 - LINE NO. 2400-350-WPR-CSVD-034 - _0 | 0 | DSOT-DS-2400-IC-FIT2511_0 | Data Sheet | Draft | Purchase | Fine Jigs Area - Instrumentation | 2400 | Gravity Separation - Fine Jigs | IC | Instrumentation and Controls | AECOM
DSOT-DS-2400-IC-FIT2507 | MAGNETIC FLOW METER - JIGS SCREENS HUTCH WATER PUMP #1 TO 400-JIG-01 FINE JIG #1 - TAG NO. 2400-FE-FIT-2507 - LINE NO. 2400-350-WPR-CSVD-033 - _0 | 0 | DSOT-DS-2400-IC-FIT2507_0 | Data Sheet | Draft | Purchase | Fine Jigs Area - Instrumentation | 2400 | Gravity Separation - Fine Jigs | IC | Instrumentation and Controls | AECOM
DSOT-DS-2400-IC-FCV2830 | MODULATING CONTROL VALVE - 400-CHU-18 TO ROD MILL FEED CHUTE - TAG NO. 2400-FCV-2830 - LINE NO. 2900-100-WPR-CSVD-015 - _1 | 1 | DSOT-DS-2400-IC-FCV2830_1 | Data Sheet | Draft | Purchase | Fine Jigs Area - Instrumentation | 2400 | Gravity Separation - Fine Jigs | IC | Instrumentation and Controls | AECOM
DSOT-DS-2400-IC-FCV2601 | MODULATING CONTROL VALVE - 400-BAM-01 BALL MILL INLET - TAG NO. 2400-FCV-2601 - LINE NO. 2900-80-WPR-CSVD-017 - _1 | 1 | DSOT-DS-2400-IC-FCV2601_1 | Data Sheet | Draft | Purchase | Fine Jigs Area - Instrumentation | 2400 | Gravity Separation - Fine Jigs | IC | Instrumentation and Controls | AECOM
DSOT-DS-2400-ME-4561-01 | SUPER FINES MIXER - EQUIPMENT NUMBER 750-MIX-01 - _A | A | DSOT-DS-2400-ME-4561-01_A | Data Sheet | Draft | Tender-Bid | Fine Jigs - Package Engineering | 2750 | Drying | ME | Mechanical | Met-Chem
DSOT-DS-2400-ME-4406-01 | ROD MILL - EQUIPMENT NUMBER 400-ROM-01, 400-CHU-18, 400-LOU-001 - _1 | 1 | DSOT-DS-2400-ME-4406-01_1 | Data Sheet | Draft |  | Fine Jigs - Package Engineering | 2450 | Rod Milling | ME | Mechanical | Met-Chem
DSOT-DS-2400-ME-4400-01 | BALL MILL - EQUIPMENT NUMBER 400-BAM-01, 400-CHU-20 - _1 | 1 | DSOT-DS-2400-ME-4400-01_1 | Data Sheet | Draft | Tender-Bid | Fine Jigs - Package Engineering | 2440 | Ball Milling | ME | Mechanical | Met-Chem
DSOT-DS-2400-ME-4321-01 | JIG CONCENTRATE CENTRIFUGE - EQUIPMENT NUMBER 700-CEN-01 - _0 | 0 | DSOT-DS-2400-ME-4321-01_0 | Data Sheet | Draft |  | Fine Jigs - Package Engineering | 2400 | Gravity Separation - Fine Jigs | ME | Mechanical | Met-Chem
DSOT-DS-2400-ME-4150-01 | GRAVITY SPERATION JIGS AREA HOIST - EQUIPMENT NUMBER 400-MON-01 - _A | A | DSOT-DS-2400-ME-4150-01_A | Data Sheet | Draft |  | Fine Jigs - Package Engineering | 2400 | Gravity Separation - Fine Jigs | ME | Mechanical | Met-Chem
DSOT-DS-2400-ME-4141-04 | WIDE VIBRATING FEEDERS - EQUIPMENT NUMBER 400-VIF-01 & 400-VIF-02 - _1 | 1 | DSOT-DS-2400-ME-4141-04_1 | Data Sheet | Draft |  | Fine Jigs Area - Electrical | 2400 | Gravity Separation - Fine Jigs | ME | Mechanical | Met-Chem
DSOT-DS-2400-ME-4141-03 | TAILINGS SINGLE DECK FLAT SCREENS - EQUIPMENT NUMBER 400-VIS-03 & 400-VIS-04 - _1 | 1 | DSOT-DS-2400-ME-4141-03_1 | Data Sheet | Draft |  | Fine Jigs - Package Engineering | 2400 | Gravity Separation - Fine Jigs | ME | Mechanical | Met-Chem
DSOT-DS-2400-ME-4141-02 | CONCRETE SINGLE DECK FLAT SCREENS - EQUIPMENT NUMBER 400-VIS-01 & 400-VIS-02 - _1 | 1 | DSOT-DS-2400-ME-4141-02_1 | Data Sheet | Draft | Tender-Bid | Fine Jigs - Package Engineering | 2400 | Gravity Separation - Fine Jigs | ME | Mechanical | Met-Chem
DSOT-DS-2400-ME-4141-01 | JIGS, HYDRAULIC UNITS & BLOWERS - EQUIPMENT NUMBER 400-JIG-01 & 02, 400-HPP-01 & 02, 400-BLO-01 & 02 - _1 | 1 | DSOT-DS-2400-ME-4141-01_1 | Data Sheet | Draft |  | Fine Jigs - Package Engineering | 2400 | Gravity Separation - Fine Jigs | ME | Mechanical | Met-Chem
DSOT-DW-2400-ME-40480 | BALL MILL BALL BUCKET - GENERAL ARRANGEMENT FOR SUPPORT STEEL - 400-BBO-01-A - _0 | 0 | DSOT-DW-2400-ME-4048_0 | General Arrangement | Draft | Design | Fine Jigs - Package Engineering | 2400 | Gravity Separation - Fine Jigs | ME | Mechanical | AECOM
DSOT-DW-2400-ME-40470 | BALL MILL BALL BUCKET - GENERAL ARRANGEMENT - 400-BBO-01 - _0 | 0 | DSOT-DW-2400-ME-4047_0 | General Arrangement | Draft | Design | Fine Jigs - Package Engineering | 2400 | Gravity Separation - Fine Jigs | ME | Mechanical | AECOM
DSOT-DW-2400-ME-4046D | JIGS REFUSE CONVEYOR - DISCHARGE CHUTE - 400-CHU-17 - _D | D | DSOT-DW-2400-ME-4046_D | Layout Drawing | Draft | Design | Fine Jigs - Package Engineering | 2400 | Gravity Separation - Fine Jigs | ME | Mechanical | AECOM
DSOT-DW-2400-ME-4045C | JIGS CONCENTRATE TRANSFER CONVEYOR - DISCHARGE CHUTE - 400-CHU-16 - _C | C | DSOT-DW-2400-ME-4045_C | Layout Drawing | Draft | Design | Fine Jigs - Package Engineering | 2400 | Gravity Separation - Fine Jigs | ME | Mechanical | AECOM
DSOT-DW-2400-ME-4044B | BALL MILL DISCHARGE CHUTE - 400-CHU-21 - _B | B | DSOT-DW-2400-ME-4044_B | Mechanical | Draft | Tender-Bid | Fine Jigs - Package Engineering | 2400 | Gravity Separation - Fine Jigs | ME | Mechanical | AECOM
DSOT-DW-2400-ME-4043C | ROD MILL DISCHARGE CHUTE - 400-CHU-19 - _C | C | DSOT-DW-2400-ME-4043_C | Mechanical | Draft | Design | Fine Jigs - Package Engineering | 2400 | Gravity Separation - Fine Jigs | ME | Mechanical | AECOM
DSOT-DW-2400-ME-4040C | FINE JIG TAILING - UNDERSIZE CHUTE - DETAILS - 400-CHU-13 - _C | C | DSOT-DW-2400-ME-4040_C | Plan Drawing | Draft | Tender-Bid | Fine Jigs - Package Engineering | 2400 | Gravity Separation - Fine Jigs | ME | Mechanical | AECOM
DSOT-DW-2400-ME-4039C | FINE JIG #2 TAILING - REJECTS OVERSIZE DISCHARGE CHUTE - 400-CHU-12 - _C | C | DSOT-DW-2400-ME-4039_C | Layout Drawing | Draft | Tender-Bid | Fine Jigs - Package Engineering | 2400 | Gravity Separation - Fine Jigs | ME | Mechanical | AECOM
DSOT-DW-2400-ME-4038D | FINE JIG TAILING - UNDERSIZE CHUTE - DETAILS - 400-CHU-10 - _D | D | DSOT-DW-2400-ME-4038_D | Plan Drawing | Draft | Design | Fine Jigs - Package Engineering | 2400 | Gravity Separation - Fine Jigs | ME | Mechanical | AECOM
DSOT-DW-2400-ME-4037C | FINE JIG #1 TAILING - REJECTS OVERSIZE DISCHARGE CHUTE - 400-CHU-09 - _C | C | DSOT-DW-2400-ME-4037_C | Layout Drawing | Draft | Tender-Bid | Fine Jigs - Package Engineering | 2400 | Gravity Separation - Fine Jigs | ME | Mechanical | AECOM
DSOT-DW-2400-ME-4036C | FINE JIG #2 SCREEN UNDERFLOW CHUTE - 400-CHU-08 - _C | C | DSOT-DW-2400-ME-4036_C | Plan Drawing | Draft | Tender-Bid | Fine Jigs - Package Engineering | 2400 | Gravity Separation - Fine Jigs | ME | Mechanical | AECOM
DSOT-DW-2400-ME-4034C | FINE JIG #1 SCREEN UNDERFLOW CHUTE - 400-CHU-04 - _C | C | DSOT-DW-2400-ME-4034_C | Plan Drawing | Draft | Tender-Bid | Fine Jigs - Package Engineering | 2400 | Gravity Separation - Fine Jigs | ME | Mechanical | AECOM
DSOT-DW-2400-ME-4033D | JIG #1 & #2 CONCENTRATE DISCHARGE CHUTE - 400-CHU-03 - _D | D | DSOT-DW-2400-ME-4033_D | Plan Drawing | Draft | Design | Piping - Fine Jigs Area | 2400 | Gravity Separation - Fine Jigs | ME | Mechanical | AECOM
DSOT-DW-2400-ME-4003A | MILLS PUMP BOX - DETAILS - 400-PBO-02 - _A | A | DSOT-DW-2400-ME-4003_A | Plan Drawing | Draft |  |  | 2400 | Gravity Separation - Fine Jigs | ME | Mechanical | Met-Chem
DSOT-DW-2400-ME-4002C | JIGS SCREENS PUMP BOX - DETAILS - 400-PBO-01 - _C | C | DSOT-DW-2400-ME-4002_C | Detailed Drawing | Draft | Purchase | Piping - Fine Jigs Area | 2400 | Gravity Separation - Fine Jigs | ME | Mechanical | AECOM
DSOT-DW-2400-ME-01190 | FINE JIGS - SURGE BIN - ARRANGEMENT - _0 | 0 | DSOT-DW-2400-ME-0119_0 | General Arrangement | Draft | Purchase | Fine Jigs - Package Engineering | 2400 | Gravity Separation - Fine Jigs | ME | Mechanical | AECOM
DSOT-DW-2400-ME-0108C | AREA 2400 - GENERAL ARRANGEMENT - GRAVITY SEPARATION-FINE JIGS - SECTION G-G - _C | C | DSOT-DW-2400-ME-0108_C | General Arrangement | Draft | Design | Fine Jigs - Package Engineering | 2400 | Gravity Separation - Fine Jigs | ME | Mechanical | Met-Chem
DSOT-DW-2400-ME-0107B | AREA 2400 - GENERAL ARRANGEMENT - GRAVITY SEPARATION-FINE JIGS - SECTION F-F - _B | B | DSOT-DW-2400-ME-0107_B | General Arrangement | Draft | Design | Fine Jigs - Package Engineering | 2400 | Gravity Separation - Fine Jigs | ME | Mechanical | Met-Chem
DSOT-DW-2400-ME-0106C | AREA 2400 - GENERAL ARRANGEMENT - GRAVITY SEPARATION-FINE JIGS - SECTION B-B - _C | C | DSOT-DW-2400-ME-0106_C | General Arrangement | Draft | Design | Fine Jigs - Package Engineering | 2400 | Gravity Separation - Fine Jigs | ME | Mechanical | Met-Chem
DSOT-DW-2400-ME-0105C | AREA 2400 - GENERAL ARRANGEMENT - GRAVITY SEPARATION-FINE JIGS - SECTION A-A - _C | C | DSOT-DW-2400-ME-0105_C | General Arrangement | Draft | Design | Fine Jigs - Package Engineering | 2400 | Gravity Separation - Fine Jigs | ME | Mechanical | Met-Chem
DSOT-DW-2400-ME-0104C | AREA 2400 - GENERAL ARRANGEMENT - PLATFORM EL. 690280 - PLAN VIEW - _C | C | DSOT-DW-2400-ME-0104_C | General Arrangement | Draft | Design | Fine Jigs - Package Engineering | 2400 | Gravity Separation - Fine Jigs | ME | Mechanical | Met-Chem
DSOT-DW-2400-ME-0103C | AREA 2400 - GENERAL ARRANGEMENT - PLATFORM EL. 686200 - PLAN VIEW - _C | C | DSOT-DW-2400-ME-0103_C | General Arrangement | Draft | Design | Fine Jigs - Package Engineering | 2400 | Gravity Separation - Fine Jigs | ME | Mechanical | Met-Chem
DSOT-DW-2400-ME-0102C | AREA 2400 - GENERAL ARRANGEMENT - PLATFORM FLOOR EL. 683350 - PLAN VIEW - _C | C | DSOT-DW-2400-ME-0102_C | General Arrangement | Draft | Design | Fine Jigs - Package Engineering | 2400 | Gravity Separation - Fine Jigs | ME | Mechanical | Met-Chem
DSOT-DW-2400-ME-0101C | AREA 2400 - GENERAL ARRANGEMENT - GROUND FLOOR EL. 679350 - PLAN VIEW - _C | C | DSOT-DW-2400-ME-0101_C | General Arrangement | Draft | Design | Fine Jigs - Package Engineering | 2400 | Gravity Separation - Fine Jigs | ME | Mechanical | Met-Chem
DSOT-DW-2400-ME-0100Z | AREA 2400 - GENERAL ARRANGEMENT - PLATFORM EL. 693600 - PLAN VIEW - _Z | Z | DSOT-DW-2400-ME-0100_Z | General Arrangement | Draft | Use | Fine Jigs - Package Engineering | 2400 | Gravity Separation - Fine Jigs | ME | Mechanical | Met-Chem
DSOT-DW-2400-ME-00490 | 2400 FLOTATION AIR TYPE S2 LOW SUPPORT ON CONCRETE DETAILS - _0 | 0 | DSOT-DW-2400-ME-0049_0 | General Arrangement | Draft | Construction | Fine Jigs - Package Engineering | 2400 | Gravity Separation - Fine Jigs | ME | Mechanical | AECOM
DSOT-DW-2400-EL-92800 | JIGS SCREEN HUTCH WATER PUMP NO 2 MOTOR CONTROL SCHEMATIC - 400-SLP-04-M1 - _0 | 0 | DSOT-DW-2400-EL-9280_0 | Plan Drawing | Draft | Construction | Fine Jigs Area - Electrical | 2400 | Gravity Separation - Fine Jigs | EL | Electrical | AECOM
DSOT-DW-2400-EL-92790 | JIGS SCREEN HUTCH WATER PUMP NO 1 MOTOR CONTROL SCHEMATIC - 400-SLP-02-M1 - _0 | 0 | DSOT-DW-2400-EL-9279_0 | Plan Drawing | Draft | Construction | Fine Jigs Area - Electrical | 2400 | Gravity Separation - Fine Jigs | EL | Electrical | AECOM
DSOT-DW-2400-EL-92730 | WIDE VIBRATING FEEDER NO1 MOTOR CONTROL SCHEMATIC 400-VIF-01-CP - _0 | 0 | DSOT-DW-2400-EL-9273_0 | Plan Drawing | Draft | Construction | Fine Jigs Area - Electrical | 2400 | Gravity Separation - Fine Jigs | EL | Electrical | AECOM
DSOT-DW-2400-EL-92720 | FINE JIGS TAILING SCREEN NO1 MOTOR CONTROL SCHEMATIC 400-VIS-03-M1 - _0 | 0 | DSOT-DW-2400-EL-9272_0 | Plan Drawing | Draft | Construction | Fine Jigs Area - Electrical | 2400 | Gravity Separation - Fine Jigs | EL | Electrical | AECOM
DSOT-DW-2400-EL-92710 | WIDE VIBRATING FEEDER NO 2 MOTOR CONTROL SCHEMATIC 400-VIF-02-CP - _0 | 0 | DSOT-DW-2400-EL-9271_0 | Plan Drawing | Draft | Construction | Fine Jigs Area - Electrical | 2400 | Gravity Separation - Fine Jigs | EL | Electrical | AECOM
DSOT-DW-2400-EL-92700 | JIGS HYDRAULIC UNIT NO 2 JIGS COOLER PUMP NO 2 MOTOR CONTROL SCHEMATIC 400-HPP-02-M3 - _0 | 0 | DSOT-DW-2400-EL-9270_0 | Plan Drawing | Draft | Construction | Fine Jigs Area - Electrical | 2400 | Gravity Separation - Fine Jigs | EL | Electrical | AECOM
DSOT-DW-2400-EL-92650 | ABCD BLOWER 2 FOR 4.16KV MOTOR INTERCONNECTION DRAWING - 400-BLO-02 - _0 | 0 | DSOT-DW-2400-EL-9265_0 | Plan Drawing | Draft | Construction | Fine Jigs Area - Electrical | 2400 | Gravity Separation - Fine Jigs | EL | Electrical | AECOM
DSOT-DW-2400-EL-92590 | JIGS AIR BLOWER FOR 4.16KV MOTOR INTERCONNECTION DRAWING - 400-BLO-01 - _0 | 0 | DSOT-DW-2400-EL-9259_0 | Plan Drawing | Draft | Construction | Fine Jigs Area - Electrical | 2400 | Gravity Separation - Fine Jigs | EL | Electrical | AECOM
DSOT-DW-2400-EL-90900 | JIGS HYDRAULIC UNIT 2 JIGS COOLER PUMP 2 MOTOR CONTROL SCHEMATIC - 400-HPP-02-MS - _0 | 0 | DSOT-DW-2400-EL-9090_0 | Plan Drawing | Draft | Construction | Fine Jigs Area - Electrical | 2400 | Gravity Separation - Fine Jigs | EL | Electrical | AECOM
DSOT-DW-2400-EL-90890 | JIGS TAILING SCREEN 2 MOTOR CONTROL SCHEMATIC - 400-VIS-04-M1 - _0 | 0 | DSOT-DW-2400-EL-9089_0 | Plan Drawing | Draft | Construction | Fine Jigs Area - Electrical | 2400 | Gravity Separation - Fine Jigs | EL | Electrical | AECOM
DSOT-DW-2400-EL-90880 | JIGS HYDRAULIC UNIT 1 PUMP UNIT 1 MOTOR CONTROL SCHEMATIC 400-HPP-02-M1 - _0 | 0 | DSOT-DW-2400-EL-9088_0 | Plan Drawing | Draft | Construction | Fine Jigs Area - Electrical | 2400 | Gravity Separation - Fine Jigs | EL | Electrical | AECOM
DSOT-DW-2400-EL-90871 | JIGS HYDRAULIC UNIT 1 OIL COOLING FAN 1 MOTOR CONTROL SCHEMATIC 400-HPP-01-M3 - _1 | 1 | DSOT-DW-2400-EL-9087_1 | Plan Drawing | Draft | Construction | Fine Jigs Area - Electrical | 2400 | Gravity Separation - Fine Jigs | EL | Electrical | AECOM
DSOT-DW-2400-EL-90860 | JIGS HYDRAULIC UNIT 1 COOLER PUMP 1 MOTOR CONTROL SCHEMATIC 400-HPP-01-M2 - _0 | 0 | DSOT-DW-2400-EL-9086_0 | Plan Drawing | Draft | Construction | Fine Jigs Area - Electrical | 2400 | Gravity Separation - Fine Jigs | EL | Electrical | AECOM
DSOT-DW-2400-EL-90851 | JIGS HYDRAULIC UNIT 1 PUMP UNIT 1 MOTOR CONTROL SCHEMATIC 400-HPP-01-M1 - _1 | 1 | DSOT-DW-2400-EL-9085_1 | Plan Drawing | Draft | Construction | Fine Jigs Area - Electrical | 2400 | Gravity Separation - Fine Jigs | EL | Electrical | AECOM
DSOT-DW-2400-EL-90840 | PORTABLE HYDRAULIC INCHING DRIVE MOTOR CONTROL SCHEMATIC 400-ROM-01-M2 - _0 | 0 | DSOT-DW-2400-EL-9084_0 | Plan Drawing | Draft | Construction | Fine Jigs Area - Electrical | 2400 | Gravity Separation - Fine Jigs | EL | Electrical | AECOM
DSOT-DW-2400-EL-90830 | JIGS TRANSFER CONVEYOR MOTOR CONTROL SCHEMATIC 400-CVO-02-M1 - _0 | 0 | DSOT-DW-2400-EL-9083_0 | Plan Drawing | Draft | Construction | Fine Jigs Area - Electrical | 2400 | Gravity Separation - Fine Jigs | EL | Electrical | AECOM
DSOT-DW-2400-EL-90820 | JIGS CONCENTRATE CONVEYOR MOTOR CONTROL SCHEMATIC 400-CVO-01-M1 - _0 | 0 | DSOT-DW-2400-EL-9082_0 | Plan Drawing | Draft | Construction | Fine Jigs Area - Electrical | 2400 | Gravity Separation - Fine Jigs | EL | Electrical | AECOM
DSOT-DW-2400-EL-90810 | ROD MILL GEAR LUBRICATION UNIT MOTOR CONTROL SCHEMATIC 400-LOU-03-M1 - _0 | 0 | DSOT-DW-2400-EL-9081_0 | Plan Drawing | Draft | Construction | Fine Jigs Area - Electrical | 2400 | Gravity Separation - Fine Jigs | EL | Electrical | AECOM
DSOT-DW-2400-EL-90800 | JIGS REFUSE CONVEYOR MOTOR CONTROL SCHEMATIC 400-CVO-03-M1 - _0 | 0 | DSOT-DW-2400-EL-9080_0 | Plan Drawing | Draft | Construction | Fine Jigs Area - Electrical | 2400 | Gravity Separation - Fine Jigs | EL | Electrical | AECOM
DSOT-DW-2400-EL-90790 | JIGGS SCREENS TRANSFER PUMP MOTOR CONTROL SCHEMATIC 400-SLP-01-M1 - _0 | 0 | DSOT-DW-2400-EL-9079_0 | Plan Drawing | Draft | Construction | Fine Jigs Area - Electrical | 2400 | Gravity Separation - Fine Jigs | EL | Electrical | AECOM
DSOT-DW-2400-EL-90780 | JIGGS AREA SUMP PUMP MOTOR CONTROL SCHEMATIC 400-SUP-01-M1 - _0 | 0 | DSOT-DW-2400-EL-9078_0 | Plan Drawing | Draft | Construction | Fine Jigs Area - Electrical | 2400 | Gravity Separation - Fine Jigs | EL | Electrical | AECOM
DSOT-DW-2400-EL-90770 | ROD MILL PNEUMATIC ROD CHANGER MOTOR CONTROL SCHEMATIC 400-RCH-01 - _0 | 0 | DSOT-DW-2400-EL-9077_0 | Plan Drawing | Draft | Construction | Fine Jigs Area - Electrical | 2400 | Gravity Separation - Fine Jigs | EL | Electrical | AECOM
DSOT-DW-2400-EL-0228-03 | AREA 2400 GRAVITY SEPARATION JIGS - LIGHTING - PLAN VIEW - SHEET 3 - _A | A | DSOT-DW-2400-EL-0228-03_A | Plan Drawing | Draft | Review - TSMC | Fine Jigs Area - Electrical | 2400 | Gravity Separation - Fine Jigs | EL | Electrical | AECOM
DSOT-DW-2400-EL-0228-02 | AREA 2400 GRAVITY SEPARATION JIGS - LIGHTING - PLAN VIEW - SHEET 2 - _A | A | DSOT-DW-2400-EL-0228-02_A | Plan Drawing | Draft | Review - TSMC | Fine Jigs Area - Electrical | 2400 | Gravity Separation - Fine Jigs | EL | Electrical | AECOM
DSOT-DW-2400-EL-0228-01 | AREA 2400 GRAVITY SEPARATION JIGS - LIGHTING - PLAN VIEW - SHEET 1 - _A | A | DSOT-DW-2400-EL-0228-01_A | Plan Drawing | Draft | Review - TSMC | Fine Jigs Area - Electrical | 2400 | Gravity Separation - Fine Jigs | EL | Electrical | AECOM
DSOT-DW-2400-EL-0002A | DRUM SCRUBBER & SECONDARY CRUSHING - GENERAL ARRANGEMENT - AREA 2400 TO 2600 - CABLE TRAY LAYOUT EL. 679235 - _A | A | DSOT-DW-2400-EL-0002_A | General Arrangement | Draft | Review - TSMC | Fine Jigs Area - Electrical | 2400 | Gravity Separation - Fine Jigs | EL | Electrical | AECOM
DSOT-DW-2400-EL-0001A | DRUM SCRUBBER & SECONDARY CRUSHING - GENERAL ARRANGEMENT - AREA 2400 TO 2600 - CABLE TRAY LAYOUT EL. 693600 TO EL. 696150 - _A | A | DSOT-DW-2400-EL-0001_A | General Arrangement | Draft | Review - TSMC | Fine Jigs Area - Electrical | 2400 | Gravity Separation - Fine Jigs | EL | Electrical | AECOM
DSOT-DW-2400-IC-87251 | AREA 2400-GREASE LUBRIFICATION SYSTEM - PACKAGE INTERCONNECTION - 2400-LOU-02 - _1 | 1 | DSOT-DW-2400-IC-8725_1 | Connection | Draft | Construction | Fine Jigs Area - Instrumentation | 2400 | Gravity Separation - Fine Jigs | IC | Instrumentation and Controls | AECOM
DSOT-DW-2400-IC-87241 | AREA 2400-GEAR SPRARY SYSTEM - PACKAGE INTERCONNECTION - 2400-LOU-01 - _1 | 1 | DSOT-DW-2400-IC-8724_1 | Connection | Draft | Construction | Fine Jigs Area - Instrumentation | 2400 | Gravity Separation - Fine Jigs | IC | Instrumentation and Controls | AECOM
DSOT-DW-2400-IC-87231 | AREA 2400 - BALL MILL - PACKAGE INTERCONNECTION - 2400-HK-2602 - _1 | 1 | DSOT-DW-2400-IC-8723_1 | Connection | Draft | Construction | Fine Jigs Area - Instrumentation | 2400 | Gravity Separation - Fine Jigs | IC | Instrumentation and Controls | AECOM
DSOT-DW-2400-IC-87221 | AREA 2400-GRAVITY SEPERATION-FINE JIGS - PACKAGE INTERCONNECTION - 2400-HK-2361 - _1 | 1 | DSOT-DW-2400-IC-8722_1 | Connection | Draft | Construction | Fine Jigs Area - Instrumentation | 2400 | Gravity Separation - Fine Jigs | IC | Instrumentation and Controls | AECOM
DSOT-DW-2400-IC-87211 | AREA 2400-GRAVITY SEPERATION-FINE JIGS - PACKAGE INTERCONNECTION - 2400-HK-2353 - _1 | 1 | DSOT-DW-2400-IC-8721_1 | Connection | Draft | Construction | Fine Jigs Area - Instrumentation | 2400 | Gravity Separation - Fine Jigs | IC | Instrumentation and Controls | AECOM
DSOT-DW-2400-IC-87201 | AREA 2400-GRAVITY SEPERATION-FINE JIGS - PACKAGE INTERCONNECTION - 2400-HK-2345 - _1 | 1 | DSOT-DW-2400-IC-8720_1 | Connection | Draft | Construction | Fine Jigs Area - Instrumentation | 2400 | Gravity Separation - Fine Jigs | IC | Instrumentation and Controls | AECOM
DSOT-DW-2400-IC-87191 | AREA 2400-GRAVITY SEPERATION-FINE JIGS - PACKAGE INTERCONNECTION - 2400-HK-2161 - _1 | 1 | DSOT-DW-2400-IC-8719_1 | Connection | Draft | Construction | Fine Jigs Area - Instrumentation | 2400 | Gravity Separation - Fine Jigs | IC | Instrumentation and Controls | AECOM
DSOT-DW-2400-IC-87181 | AREA 2400-GRAVITY SEPERATION-FINE JIGS - PACKAGE INTERCONNECTION - 2400-HK-2153 - _1 | 1 | DSOT-DW-2400-IC-8718_1 | Connection | Draft | Construction | Fine Jigs Area - Instrumentation | 2400 | Gravity Separation - Fine Jigs | IC | Instrumentation and Controls | AECOM
DSOT-DW-2400-IC-87171 | AREA 2400-GRAVITY SEPERATION-FINE JIGS - PACKAGE INTERCONNECTION - 2400-HK-2145 - _1 | 1 | DSOT-DW-2400-IC-8717_1 | Connection | Draft | Construction | Fine Jigs Area - Instrumentation | 2400 | Gravity Separation - Fine Jigs | IC | Instrumentation and Controls | AECOM
DSOT-DW-2400-IC-87161 | AREA 2400-GRAVITY SEPERATION-FINE JIGS - PACKAGE INTERCONNECTION - 2400-JIG-02-OP - _1 | 1 | DSOT-DW-2400-IC-8716_1 | Connection | Draft | Construction | Fine Jigs Area - Instrumentation | 2400 | Gravity Separation - Fine Jigs | IC | Instrumentation and Controls | AECOM
DSOT-DW-2400-IC-87151 | AREA 2400-GRAVITY SEPERATION-FINE JIGS - PACKAGE INTERCONNECTION - 2400-JIG-01-OP - _1 | 1 | DSOT-DW-2400-IC-8715_1 | Connection | Draft | Construction | Fine Jigs Area - Instrumentation | 2400 | Gravity Separation - Fine Jigs | IC | Instrumentation and Controls | AECOM
DSOT-DW-2400-IC-8714-02 | AREA 2400-GRAVITY SEPERATION-FINE JIGS - PACKAGE INTERCONNECTION - 2400-JIG-02-JB-01 SHEET 2 OF 2 - _1 | 1 | DSOT-DW-2400-IC-8714-02_1 | Connection | Draft | Construction | Fine Jigs Area - Instrumentation | 2400 | Gravity Separation - Fine Jigs | IC | Instrumentation and Controls | AECOM
DSOT-DW-2400-IC-8714-01 | AREA 2400-GRAVITY SEPERATION-FINE JIGS - PACKAGE INTERCONNECTION - 2400-JIG-02-JB-01 SHEET 1 OF 2 - _1 | 1 | DSOT-DW-2400-IC-8714-01_1 | Connection | Draft | Construction | Fine Jigs Area - Instrumentation | 2400 | Gravity Separation - Fine Jigs | IC | Instrumentation and Controls | AECOM
DSOT-DW-2400-IC-8713-02 | AREA 2400-GRAVITY SEPERATION-FINE JIGS - PACKAGE INTERCONNECTION - 2400-JIG-01-JB-01 SHEET 2 OF 2 - _1 | 1 | DSOT-DW-2400-IC-8713-02_1 | Connection | Draft | Construction | Fine Jigs Area - Instrumentation | 2400 | Gravity Separation - Fine Jigs | IC | Instrumentation and Controls | AECOM
DSOT-DW-2400-IC-8713-01 | AREA 2400-GRAVITY SEPERATION-FINE JIGS - PACKAGE INTERCONNECTION - 2400-JIG-01-JB-01 SHEET 1 OF 2 - _1 | 1 | DSOT-DW-2400-IC-8713-01_1 | Connection | Draft | Construction | Fine Jigs Area - Instrumentation | 2400 | Gravity Separation - Fine Jigs | IC | Instrumentation and Controls | AECOM
DSOT-DW-2400-IC-87120 | AREA 2400 - GRAVITY SEPARATION FINE JIGS - PACKAGE INTERCONNECTION - 2400-VIS-02-CP - _0 | 0 | DSOT-DW-2400-IC-8712_0 | Connection | Draft | Construction | Fine Jigs Area - Instrumentation | 2400 | Gravity Separation - Fine Jigs | IC | Instrumentation and Controls | AECOM
DSOT-DW-2400-IC-8711-04 | AREA 2400-GRAVITY SEPERATION-FINE JIGS - PACKAGE INTERCONNECTION - 2400-JIG-02-CP SHEET 4 OF 4 - _1 | 1 | DSOT-DW-2400-IC-8711-04_1 | Connection | Draft | Construction | Fine Jigs Area - Instrumentation | 2400 | Gravity Separation - Fine Jigs | IC | Instrumentation and Controls | AECOM
DSOT-DW-2400-IC-8711-03 | AREA 2400-GRAVITY SEPERATION-FINE JIGS - PACKAGE INTERCONNECTION - 2400-JIG-02-CP SHEET 3 OF 4 - _2 | 2 | DSOT-DW-2400-IC-8711-03_2 | Connection | Draft | Construction | Fine Jigs Area - Instrumentation | 2400 | Gravity Separation - Fine Jigs | IC | Instrumentation and Controls | AECOM
DSOT-DW-2400-IC-8711-02 | AREA 2400-GRAVITY SEPERATION-FINE JIGS - PACKAGE INTERCONNECTION - 2400-JIG-02-CP SHEET 2 OF 4 - _1 | 1 | DSOT-DW-2400-IC-8711-02_1 | Connection | Draft | Construction | Fine Jigs Area - Instrumentation | 2400 | Gravity Separation - Fine Jigs | IC | Instrumentation and Controls | AECOM
DSOT-DW-2400-IC-8711-01 | AREA 2400-GRAVITY SEPERATION-FINE JIGS - PACKAGE INTERCONNECTION - 2400-JIG-02-CP SHEET 1 OF 4 - _1 | 1 | DSOT-DW-2400-IC-8711-01_1 | Connection | Draft | Construction | Fine Jigs Area - Instrumentation | 2400 | Gravity Separation - Fine Jigs | IC | Instrumentation and Controls | AECOM
DSOT-DW-2400-IC-87101 | AREA 2400-BALL MILL - PACKAGE INTERCONNECTION - 2400-BAM-01-JBA-01 - _1 | 1 | DSOT-DW-2400-IC-8710_1 | Connection | Draft | Construction | Fine Jigs Area - Instrumentation | 2400 | Gravity Separation - Fine Jigs | IC | Instrumentation and Controls | AECOM
DSOT-DW-2400-IC-87091 | AREA 2400-GRAVITY SEPERATION - FINE JIGS - PACKAGE INTERCONNECTION - 2400-ROM-01-JB-02 - _1 | 1 | DSOT-DW-2400-IC-8709_1 | Connection | Draft | Construction | Fine Jigs Area - Instrumentation | 2400 | Gravity Separation - Fine Jigs | IC | Instrumentation and Controls | AECOM
DSOT-DW-2400-IC-87081 | AREA 2400-GRAVITY SEPERATION - FINE JIGS - PACKAGE INTERCONNECTION - 2400-ROM-01-JB-01 - _1 | 1 | DSOT-DW-2400-IC-8708_1 | Connection | Draft | Construction | Fine Jigs Area - Instrumentation | 2400 | Gravity Separation - Fine Jigs | IC | Instrumentation and Controls | AECOM
DSOT-DW-2400-IC-87071 | AREA 2400-GRAVITY SEPERATION - FINE JIGS - PACKAGE INTERCONNECTION - 2400-HPP-02-JB-01 - _1 | 1 | DSOT-DW-2400-IC-8707_1 | Connection | Draft | Construction | Fine Jigs Area - Instrumentation | 2400 | Gravity Separation - Fine Jigs | IC | Instrumentation and Controls | AECOM
DSOT-DW-2400-IC-87061 | AREA 2400-GRAVITY SEPERATION - FINE JIGS - PACKAGE INTERCONNECTION - 2400-HPP-01-JB-01 - _1 | 1 | DSOT-DW-2400-IC-8706_1 | Connection | Draft | Construction | Fine Jigs Area - Instrumentation | 2400 | Gravity Separation - Fine Jigs | IC | Instrumentation and Controls | AECOM
DSOT-DW-2400-IC-87051 | AREA 2400-GRAVITY SEPERATION - FINE JIGS - PACKAGE INTERCONNECTION - 2400-VIF-02-CP - _1 | 1 | DSOT-DW-2400-IC-8705_1 | Connection | Draft | Construction | Fine Jigs Area - Instrumentation | 2400 | Gravity Separation - Fine Jigs | IC | Instrumentation and Controls | AECOM
DSOT-DW-2400-IC-87040 | AREA 2400 - GRAVITY SEPARATION FINE JIGS - PACKAGE INTERCONNECTION - 2400-VIS-01-CP - _0 | 0 | DSOT-DW-2400-IC-8704_0 | Connection | Draft | Construction | Fine Jigs Area - Instrumentation | 2400 | Gravity Separation - Fine Jigs | IC | Instrumentation and Controls | AECOM
DSOT-DW-2400-IC-8703-04 | AREA 2400-GRAVITY SEPERATION - FINE JIGS - PACKAGE INTERCONNECTION - 2400-JIG-01-CP SHEET 4 OF 4 - _1 | 1 | DSOT-DW-2400-IC-8703-04_1 | Connection | Draft | Construction | Fine Jigs Area - Instrumentation | 2400 | Gravity Separation - Fine Jigs | IC | Instrumentation and Controls | AECOM
DSOT-DW-2400-IC-8703-03 | AREA 2400-GRAVITY SEPERATION - FINE JIGS - PACKAGE INTERCONNECTION - 2400-JIG-01-CP SHEET 3 OF 4 - _2 | 2 | DSOT-DW-2400-IC-8703-03_2 | Connection | Draft | Construction | Fine Jigs Area - Instrumentation | 2400 | Gravity Separation - Fine Jigs | IC | Instrumentation and Controls | AECOM
DSOT-DW-2400-IC-8703-02 | AREA 2400-GRAVITY SEPERATION - FINE JIGS - PACKAGE INTERCONNECTION - 2400-JIG-01-CP SHEET 2 OF 4 - _1 | 1 | DSOT-DW-2400-IC-8703-02_1 | Connection | Draft | Construction | Fine Jigs Area - Instrumentation | 2400 | Gravity Separation - Fine Jigs | IC | Instrumentation and Controls | AECOM
DSOT-DW-2400-IC-8703-01 | AREA 2400-GRAVITY SEPERATION - FINE JIGS - PACKAGE INTERCONNECTION - 2400-JIG-01-CP SHEET 1 OF 4 - _1 | 1 | DSOT-DW-2400-IC-8703-01_1 | Connection | Draft | Construction | Fine Jigs Area - Instrumentation | 2400 | Gravity Separation - Fine Jigs | IC | Instrumentation and Controls | AECOM
DSOT-DW-2400-IC-87021 | AREA 2400-GRAVITY SEPERATION - FINE JIGS - PACKAGE INTERCONNECTION - 2400-VIF-01-CP - _1 | 1 | DSOT-DW-2400-IC-8702_1 | Connection | Draft | Construction | Fine Jigs Area - Instrumentation | 2400 | Gravity Separation - Fine Jigs | IC | Instrumentation and Controls | AECOM
DSOT-DW-2400-IC-81631 | AREA 2400 - GRAVITY SEPARATION_FINE JIGS - JUNCTION BOX - 2400-PBO-01-JBA-01 - _1 | 1 | DSOT-DW-2400-IC-8163_1 | Junction Box | Draft | Construction | Fine Jigs Area - Instrumentation | 2400 | Gravity Separation - Fine Jigs | IC | Instrumentation and Controls | AECOM
DSOT-DW-2400-IC-8162-01 | AREA 2400 - GRAVITY SEPARATION_FINE JIGS - JUNCTION BOX - 2400-PBO-01-PCP-01 - _2 | 2 | DSOT-DW-2400-IC-8162-01_2 | Junction Box | Draft | Construction | Fine Jigs Area - Instrumentation | 2400 | Gravity Separation - Fine Jigs | IC | Instrumentation and Controls | AECOM
DSOT-DW-2400-IC-81611 | AREA 2400 - GRAVITY SEPARATION-FINE JIGS - JUNCTION BOX - 2400-BIN-02-JBA-01 - _1 | 1 | DSOT-DW-2400-IC-8161_1 | Junction Box | Draft | Construction | Fine Jigs Area - Instrumentation | 2400 | Gravity Separation - Fine Jigs | IC | Instrumentation and Controls | AECOM
DSOT-DW-2400-IC-81601 | AREA 2400 - GRAVITY SEPARATION-FINE JIGS - JUNCTION BOX - 2400-CVO-03-JBD-01 - _1 | 1 | DSOT-DW-2400-IC-8160_1 | Junction Box | Draft | Construction | Fine Jigs Area - Instrumentation | 2400 | Gravity Separation - Fine Jigs | IC | Instrumentation and Controls | AECOM
DSOT-DW-2400-IC-81591 | AREA 2400 - GRAVITY SEPARATION-FINE JIGS - JUNCTION BOX - 2400-CVO-02-JBD-01 - _1 | 1 | DSOT-DW-2400-IC-8159_1 | Junction Box | Draft | Construction | Fine Jigs Area - Instrumentation | 2400 | Gravity Separation - Fine Jigs | IC | Instrumentation and Controls | AECOM
DSOT-DW-2400-IC-81581 | AREA 2400 - GRAVITY SEPARATION-FINE JIGS - JUNCTION BOX - 2400-CVO-01-JBD-01 - _1 | 1 | DSOT-DW-2400-IC-8158_1 | Junction Box | Draft | Construction | Fine Jigs Area - Instrumentation | 2400 | Gravity Separation - Fine Jigs | IC | Instrumentation and Controls | AECOM
DSOT-DW-2400-IC-81571 | AREA 2400 - GRAVITY SEPARATION-FINE JIGS - JUNCTION BOX - 2400-BIN-01-JBA-01 - _1 | 1 | DSOT-DW-2400-IC-8157_1 | Junction Box | Draft | Construction | Fine Jigs Area - Instrumentation | 2400 | Gravity Separation - Fine Jigs | IC | Instrumentation and Controls | AECOM
DSOT-DW-2400-IC-81401 | AREA 2400 - GRAVITY SEPARATION-FINE JIGS - JUNCTION BOX - 2400-BAM-01-JBD-01 - _1 | 1 | DSOT-DW-2400-IC-8140_1 | Junction Box | Draft | Construction | Fine Jigs Area - Instrumentation | 2400 | Gravity Separation - Fine Jigs | IC | Instrumentation and Controls | AECOM
DSOT-DW-2400-IC-8120B | PROCESSING PLANT AREA 2400 - GRAVITY SEPARATION - FINE JIGS - PLAN VIEW 683350, 686200, 690280, 693600 - INSTRUMENT LOCATION - _B | B | DSOT-DW-2400-IC-8120_B | Instrument Location | Draft | Review - TSMC | Fine Jigs Area - Instrumentation | 2400 | Gravity Separation - Fine Jigs | IC | Instrumentation and Controls | AECOM
DSOT-DW-2400-IC-8119B | PROCESSING PLANT AREA 2400 - GRAVITY SEPARATION - FINE JIGS - ELEVATION VIEW AND PLAN VIEW EL. 679350, 679500 - INSTRUMENT LOCATION - _B | B | DSOT-DW-2400-IC-8119_B | Instrument Location | Draft | Review - TSMC | Fine Jigs Area - Instrumentation | 2400 | Gravity Separation - Fine Jigs | IC | Instrumentation and Controls | AECOM
DSOT-DW-2400-IC-8118B | PROCESSING PLANT AREA 2400 - GRAVITY SEPARATION - FINE JIGS - ELEVATION VIEW - INSTRUMENT LOCATION - _B | B | DSOT-DW-2400-IC-8118_B | Instrument Location | Draft | Review - TSMC | Fine Jigs Area - Instrumentation | 2400 | Gravity Separation - Fine Jigs | IC | Instrumentation and Controls | AECOM
DSOT-DW-2400-IC-80292 | PROCESSING PLANT AREA 2400 - GRAVITY SEPARATION JIGS - ROD MILL LUBRIFICATION - PID - _2 | 2 | DSOT-DW-2400-IC-8029_2 | Piping & Instrumentation Diagram | Draft | Construction | Fine Jigs Area - Instrumentation | 2400 | Gravity Separation - Fine Jigs | IC | Instrumentation and Controls | AECOM
DSOT-DW-2400-IC-80283 | PROCESSING PLANT AREA 2400 - GRAVITY SEPARATION JIGS - ROD MILL - PID - _3 | 3 | DSOT-DW-2400-IC-8028_3 | Piping & Instrumentation Diagram | Draft | Construction | Fine Jigs Area - Instrumentation | 2400 | Gravity Separation - Fine Jigs | IC | Instrumentation and Controls | AECOM
DSOT-DW-2400-IC-80262 | PROCESSING PLANT AREA 2400 - BALL MILL - PID - _2 | 2 | DSOT-DW-2400-IC-8026_2 | Piping & Instrumentation Diagram | Draft | Construction | Fine Jigs Area - Instrumentation | 2400 | Gravity Separation - Fine Jigs | IC | Instrumentation and Controls | AECOM
DSOT-DW-2400-IC-80254 | PROCESSING PLANT AREA 2400 - GRAVITY SEPARATION JIGS - JIGS SCREENS PUMP BOX - PID - _4 | 4 | DSOT-DW-2400-IC-8025_4 | Piping & Instrumentation Diagram | Draft | Construction | Fine Jigs Area - Instrumentation | 2400 | Gravity Separation - Fine Jigs | IC | Instrumentation and Controls | AECOM
DSOT-DW-2400-IC-80242 | PROCESSING PLANT AREA 2400 - GRAVITY SEPARATION JIGS - FINE JIG BIN #2 - PID - _2 | 2 | DSOT-DW-2400-IC-8024_2 | Piping & Instrumentation Diagram | Draft | Construction | Fine Jigs Area - Instrumentation | 2400 | Gravity Separation - Fine Jigs | IC | Instrumentation and Controls | AECOM
DSOT-DW-2400-IC-80232 | PROCESSING PLANT AREA 2400 - GRAVITY SEPARATION JIGS - FINE JIG BIN #2 - PID - _2 | 2 | DSOT-DW-2400-IC-8023_2 | Piping & Instrumentation Diagram | Draft | Construction | Fine Jigs Area - Instrumentation | 2400 | Gravity Separation - Fine Jigs | IC | Instrumentation and Controls | AECOM
DSOT-DW-2400-IC-80222 | PROCESSING PLANT AREA 2400 - GRAVITY SEPARATION JIGS - FINE JIG BIN #1 - PID - _2 | 2 | DSOT-DW-2400-IC-8022_2 | Piping & Instrumentation Diagram | Draft | Construction | Fine Jigs Area - Instrumentation | 2400 | Gravity Separation - Fine Jigs | IC | Instrumentation and Controls | AECOM
DSOT-DW-2400-IC-80212 | PROCESSING PLANT AREA 2400 - GRAVITY SEPARATION JIGS - FINE JIG BIN #1 - PID - _2 | 2 | DSOT-DW-2400-IC-8021_2 | Piping & Instrumentation Diagram | Draft | Construction | Fine Jigs Area - Instrumentation | 2400 | Gravity Separation - Fine Jigs | IC | Instrumentation and Controls | AECOM
DSOT-SK-2400-GE-0206B | PROCESSING PLANT AREA - AREA 400 - JIGS, BLOWERS AND SCREENS - BATTERY LIMITS FOR SP-4141 - _B | B | DSOT-SK-2400-GE-0206_B | General Arrangement | Accepted |  | Fine Jigs - Package Engineering | 2400 | Gravity Separation - Fine Jigs | GE | General | Met-Chem
DSOT-SO-2400-ME-00491 | SCOPE OF WORK SPECIFICATION FOR JIGS, BLOWERS AND SCREENS - _1 | 1 | DSOT-SO-2400-ME-0049_1 | Scope of Work | Draft | Purchase | Fine Jigs - Package Engineering | 2400 | Gravity Separation - Fine Jigs | ME | Mechanical | AECOM
DSOT-SP-2400-IC-8103B | FUNCTIONAL DESCRIPTION - AREA 2400 - GRAVITY SEPARATION BALL & ROD MILL - _B | B | DSOT-SP-2400-IC-8103_B | Functional Description | Draft | Review - Internal | Fine Jigs Area - Instrumentation | 2400 | Gravity Separation - Fine Jigs | IC | Instrumentation and Controls | AECOM
DSOT-DW-2000-IC-0007-01 | DETAILED ENGINEERING - TIMMINS FACILITIES - AUTOMATION EQUIPMENT - INSTRUMENTATION LOCATION - PROCESS PLANT - 1 OF 22 | 00 | DSOT-DW-2000-IC-0007-01_00 | Location | Issued for Construction
DSOT-DW-2000-IC-0007-02 | DETAILED ENGINEERING - TIMMINS FACILITIES - AUTOMATION EQUIPMENT - INSTRUMENTATION LOCATION - PROCESS PLANT - 2 OF 22 | 00 | DSOT-DW-2000-IC-0007-02_00 | Location | Issued for Construction
DSOT-DW-2000-IC-0007-03 | DETAILED ENGINEERING - TIMMINS FACILITIES - AUTOMATION EQUIPMENT - INSTRUMENTATION LOCATION - PROCESS PLANT - 3 OF 22 | 00 | DSOT-DW-2000-IC-0007-03_00 | Location | Issued for Construction
DSOT-DW-2000-IC-0007-04 | DETAILED ENGINEERING - TIMMINS FACILITIES - AUTOMATION EQUIPMENT - INSTRUMENTATION LOCATION - PROCESS PLANT - 4 OF 22 | 00 | DSOT-DW-2000-IC-0007-04_00 | Location | Issued for Construction
DSOT-DW-2000-IC-0007-05 | DETAILED ENGINEERING - TIMMINS FACILITIES - AUTOMATION EQUIPMENT - INSTRUMENTATION LOCATION - PROCESS PLANT - 5 OF 22 | 00 | DSOT-DW-2000-IC-0007-05_00 | Location | Issued for Construction
DSOT-DW-2000-IC-0007-06 | DETAILED ENGINEERING - TIMMINS FACILITIES - AUTOMATION EQUIPMENT - INSTRUMENTATION LOCATION - PROCESS PLANT - 6 OF 22 | 00 | DSOT-DW-2000-IC-0007-06_00 | Location | Issued for Construction
DSOT-DW-2000-IC-0007-07 | DETAILED ENGINEERING - TIMMINS FACILITIES - AUTOMATION EQUIPMENT - INSTRUMENTATION LOCATION - PROCESS PLANT - 7 OF 22 | 00 | DSOT-DW-2000-IC-0007-07_00 | Location | Issued for Construction
DSOT-DW-2000-IC-0007-08 | DETAILED ENGINEERING - TIMMINS FACILITIES - AUTOMATION EQUIPMENT - INSTRUMENTATION LOCATION - PROCESS PLANT - 8 OF 22 | 00 | DSOT-DW-2000-IC-0007-08_00 | Location | Issued for Construction
DSOT-DW-2000-IC-0007-09 | DETAILED ENGINEERING - TIMMINS FACILITIES - AUTOMATION EQUIPMENT - INSTRUMENTATION LOCATION - PROCESS PLANT - 9 OF 22 | 00 | DSOT-DW-2000-IC-0007-09_00 | Location | Issued for Construction
DSOT-DW-2000-IC-0007-10 | DETAILED ENGINEERING - TIMMINS FACILITIES - AUTOMATION EQUIPMENT - INSTRUMENTATION LOCATION - PROCESS PLANT - 10 OF 22 | 00 | DSOT-DW-2000-IC-0007-10_00 | Location | Issued for Construction
DSOT-DW-2000-IC-0007-11 | DETAILED ENGINEERING - TIMMINS FACILITIES - AUTOMATION EQUIPMENT - INSTRUMENTATION LOCATION - PROCESS PLANT - 11 OF 22 | 00 | DSOT-DW-2000-IC-0007-11_00 | Location | Issued for Construction
DSOT-DW-2000-IC-0007-12 | DETAILED ENGINEERING - TIMMINS FACILITIES - AUTOMATION EQUIPMENT - INSTRUMENTATION LOCATION - PROCESS PLANT - 12 OF 22 | 00 | DSOT-DW-2000-IC-0007-12_00 | Location | Issued for Construction
DSOT-DW-2000-IC-0007-13 | DETAILED ENGINEERING - TIMMINS FACILITIES - AUTOMATION EQUIPMENT - INSTRUMENTATION LOCATION - PROCESS PLANT - 13 OF 22 | 00 | DSOT-DW-2000-IC-0007-13_00 | Location | Issued for Construction
DSOT-DW-2000-IC-0007-14 | DETAILED ENGINEERING - TIMMINS FACILITIES - AUTOMATION EQUIPMENT - INSTRUMENTATION LOCATION - PROCESS PLANT - 14 OF 22 | 00 | DSOT-DW-2000-IC-0007-14_00 | Location | Issued for Construction
DSOT-DW-2000-IC-0007-15 | DETAILED ENGINEERING - TIMMINS FACILITIES - AUTOMATION EQUIPMENT - INSTRUMENTATION LOCATION - PROCESS PLANT - 15 OF 22 | 00 | DSOT-DW-2000-IC-0007-15_00 | Location | Issued for Construction
DSOT-DW-2000-IC-0007-16 | DETAILED ENGINEERING - TIMMINS FACILITIES - AUTOMATION EQUIPMENT - INSTRUMENTATION LOCATION - PROCESS PLANT - 16 OF 22 | 00 | DSOT-DW-2000-IC-0007-16_00 | Location | Issued for Construction
DSOT-DW-2000-IC-0007-17 | DETAILED ENGINEERING - TIMMINS FACILITIES - AUTOMATION EQUIPMENT - INSTRUMENTATION LOCATION - PROCESS PLANT - 17 OF 22 | 00 | DSOT-DW-2000-IC-0007-17_00 | Location | Issued for Construction
DSOT-DW-2000-IC-0007-18 | DETAILED ENGINEERING - TIMMINS FACILITIES - AUTOMATION EQUIPMENT - INSTRUMENTATION LOCATION - PROCESS PLANT - 18 OF 22 | 00 | DSOT-DW-2000-IC-0007-18_00 | Location | Issued for Construction
DSOT-DW-2000-IC-0007-19 | DETAILED ENGINEERING - TIMMINS FACILITIES - AUTOMATION EQUIPMENT - INSTRUMENTATION LOCATION - PROCESS PLANT - 19 OF 22 | 00 | DSOT-DW-2000-IC-0007-19_00 | Location | Issued for Construction
DSOT-DW-2000-IC-0007-20 | DETAILED ENGINEERING - TIMMINS FACILITIES - AUTOMATION EQUIPMENT - INSTRUMENTATION LOCATION - PROCESS PLANT - 20 OF 22 | 00 | DSOT-DW-2000-IC-0007-20_00 | Location | Issued for Construction
DSOT-DW-2000-IC-0007-21 | DETAILED ENGINEERING - TIMMINS FACILITIES - AUTOMATION EQUIPMENT - INSTRUMENTATION LOCATION - PROCESS PLANT - 21 OF 22 | 00 | DSOT-DW-2000-IC-0007-21_00 | Location | Issued for Construction
DSOT-DW-2000-IC-0007-22 | DETAILED ENGINEERING - TIMMINS FACILITIES - AUTOMATION EQUIPMENT - INSTRUMENTATION LOCATION - PROCESS PLANT - 22 OF 22 | 00 | DSOT-DW-2000-IC-0007-22_00 | Location | Issued for Construction

## instruments
ver | name | area | isa | type | equipment | service | description | manufacturer | model | datasheet | plc | iotype | pid | location | wiringDiagram | JboxPanel | SuppliedBy | InstalledBy | ConnectedBy | RIO | RACK | SLOT | POINT | PLC_TAG | PLC_DESCRIPTION | OPCTAG | Note
0 | 2400-PCV-2130 | 2400 | PCV |  | 400-JIG-01 | FINE JIG #1 | WORKING AIR CONTROL VALVE | - | - | - | 2400-JIG-01-CP | - | DSOT-DW-2400-IC-8021 | N/A | 10-4-018414 8/37, 9/37 | 2400-JIG-01-JB-01 | PME010 | MEC Contractor | N/A
0 | 2400-PCV-2138 | 2400 | PCV |  | 400-JIG-01 | FINE JIG #1 | EXHAUST PRESSURE CONTROL VALVE | - | - | - | 2400-JIG-01-CP | - | DSOT-DW-2400-IC-8021 | N/A | 10-4-018414 8/37, 9/37 | 2400-JIG-01-JB-01 | PME010 | MEC Contractor | N/A
1 | 2400-PCV-2330 | 2400 | PCV |  | 400-JIG-02 | FINE JIG #2 | WORKING AIR CONTROL VALVEF | - | - | - | 2400-JIG-02-CP | AO | DSOT-DW-2400-IC-8023 | N/A | 10-4-018414 8/37, 9/37 | 2400-JIG-02-JB-02 | PME010 | MEC Contractor | N/A
1 | 2400-PCV-2338 | 2400 | PCV |  | 400-JIG-02 | FINE JIG #2 | AIR EXHAUST CONTROL VALVE | - | - | - | 2400-JIG-02-CP | AO | DSOT-DW-2400-IC-8023 | N/A | 10-4-018414 8/37, 9/37 | 2400-JIG-02-JB-02 | PME010 | MEC Contractor | N/A
1 | 2400-PCV-2516 | 2400 | PCV | SELF ACTUATED PRESS. REG. VALVE | 400-SLP-04 | JIGS SCREENS HUTCH WATER PUMP | SELF ACTUATED PRESSURE CONTROL VALVE | BelGas | P95H0815000C31 | DSOT-DS-2400-IC-PCV2516 | N/A | N/A | DSOT-DW-2400-IC-8025 | N/A |  |  | AECOM | MEC Contractor | N/A
1 | 2400-PCV-2517 | 2400 | PCV | SELF ACTUATED PRESS. REG. VALVE | 400-SLP-02 | JIGS SCREENS HUTCH WATER PUMP | SELF ACTUATED PRESSURE CONTROL VALVE | BelGas | P95H0815000C31 | DSOT-DS-2400-IC-PCV2517 | N/A | N/A | DSOT-DW-2400-IC-8025 | N/A |  |  | AECOM | MEC Contractor | N/A | [7 empty] | CHANGED FROM 2503
1 | 2400-ALM-2117 | 2400 | ALM |  | 400-BLO-01 | JIG AIR BLOWER #1 | PRTECTION RELAY ALARM | TBD | TBD | - | 2400-JIG-01-CP | SOFT | DSOT-DW-2400-IC-8021 | N/A |  |  |  | N/A | N/A
1 | 2400-ALM-2317 | 2400 | ALM |  | 400-BLO-02 | JIG AIR BLOWER #2 | PROTECTION RELAY ALARM | TBD | TBD | - | 2400-JIG-02-CP | SOFT | DSOT-DW-2400-IC-8023 | N/A |  |  | AECOM | N/A | N/A
1 | 2400-FCV-2601 | 2400 | FCV | MODULATING GLOBE VALVE | 400-BAM-01 | BALL MILL | PROCESS WATER FLOW CONTROL GLOBE VALVE | Optimux | OPGL | DSOT-DS-2400-IC-FCV2601 | 2200-PLC-01 | AO | DSOT-DW-2400-IC-8026 | N/A | DSOT-DW-2400-IC-8163 | 2400-PBO-01-JBA-01 | AECOM | MEC Contractor | I&C Contractor | 2200-RIO-02 | 1 | 10 | 1 |  | 400-BAM-01-WPR Supply Flow Control Valve
1 | 2400-FCV-2830 | 2400 | FCV | MODULATING V-BALL VALVE | 400-ROM-01 | ROD MILL | PROCESS WATER FLOW CONTROL VALVE | Optimux | OPVEE | DSOT-DS-2400-IC-FCV2830 | 2200-PLC-01 | AO | DSOT-DW-2400-IC-8028 | N/A | DSOT-DW-2400-IC-8163 | 2400-PBO-01-JBA-01 | AECOM | MEC Contractor | I&C Contractor | 2200-RIO-02 | 1 | 10 | 2 |  | 400-ROM-01-WPR Supply Flow Control Valve
3 | 2400-FE-2507 | 2400 | FE |  | 400-SLP-02 | JIGS SCREENS HUTCH WATER PUMP | HUTCH WATER FLOW ELEMENT | N/A | N/A | SEE FIT | N/A | N/A | DSOT-DW-2400-IC-8025 | N/A |  |  | AECOM | I&C Contractor | N/A
3 | 2400-FE-2511 | 2400 | FE |  | 400-SLP-02 | JIGS SCREENS HUTCH WATER PUMP | HUTCH WATER FLOW ELEMENT | N/A | N/A | SEE FIT | N/A | N/A | DSOT-DW-2400-IC-8025 | N/A |  |  | AECOM | I&C Contractor | N/A
1 | 2400-FIT-2507 | 2400 | FIT | MAGNETIC FLOWMETER | 400-SLP-02 | JIGS SCREENS HUTCH WATER PUMP | HUTCH WATER FLOW INDICATOR TRANSMITTER | ABB | FET325.1.A.0.P.1.B.3.C.0 | DSOT-DS-2400-IC-FIT2507 | 2200-PLC-01 | AI | DSOT-DW-2400-IC-8025 | N/A | DSOT-DW-2400-IC-8163 | 2400-PBO-01-JBA-01 | AECOM | MEC Contractor | N/A | 2200-RIO-02 | 1 | 3 | 5 |  | 400-SLP-02-WPR to 400-JIG-01 Flow
1 | 2400-FIT-2511 | 2400 | FIT | MAGNETIC FLOWMETER | 400-SLP-02 | JIGS SCREENS HUTCH WATER PUMP | HUTCH WATER FLOW INDICATOR TRANSMITTER | ABB | FET325.1.A.0.P.1.B.3.C.0 | DSOT-DS-2400-IC-FIT2511 | 2200-PLC-01 | AI | DSOT-DW-2400-IC-8025 | N/A | DSOT-DW-2400-IC-8163 | 2400-PBO-01-JBA-01 | AECOM | MEC Contractor | N/A | 2200-RIO-02 | 1 | 3 | 6 |  | 400-SLP-02-WPR to 400-JIG-02 Flow
1 | 2400-FLT-2117 | 2400 | FLT |  | 400-BLO-01 | JIG AIR BLOWER #1 | PRTECTION RELAY FAULT | TBD | TBD | - | 2400-JIG-01-CP | SOFT | DSOT-DW-2400-IC-8021 | N/A |  |  |  | N/A | N/A
1 | 2400-FLT-2317 | 2400 | FLT |  | 400-BLO-02 | JIG AIR BLOWER #2 | PROTECTION RELAY FAULT | TBD | TBD | - | 2400-JIG-02-CP | SOFT | DSOT-DW-2400-IC-8023 | N/A |  |  | AECOM | N/A | N/A
0 | 2400-FSL-2516 | 2400 | FSL | THERMAL DISPERSION FLOW SWITCH | 400-SLP-04 | JIGS SCREENS HUTCH WATER PUMP | LOW FLOW SWITCH | MAGNETROL INTERNATIONAL | TMM-A210-003 and TD2-7D00-030 | DSOT-DS-2400-IC-FSL2516 | 2200-PLC-01 | DI | DSOT-DW-2400-IC-8025 | N/A | DSOT-DW-2400-IC-8162 | 2400-PBO-01-JBD-01 | AECOM | I&C Contractor | I&C Contractor | 2200-RIO-02 | 0 | 5 | 9 |  | 400-SLP-04-WGSL Low Flow (NOT)
0 | 2400-FSL-2517 | 2400 | FSL | THERMAL DISPERSION FLOW SWITCH | 400-SLP-02 | JIGS SCREENS HUTCH WATER PUMP | LOW FLOW SWITCH | MAGNETROL INTERNATIONAL | TMM-A210-003 and TD2-7D00-030 | DSOT-DS-2400-IC-FSL2517 | 2200-PLC-01 | DI | DSOT-DW-2400-IC-8025 | N/A | DSOT-DW-2400-IC-8162 | 2400-PBO-01-JBD-01 | AECOM | I&C Contractor | I&C Contractor | 2200-RIO-02 | 0 | 5 | 8 |  | 400-SLP-02-WGSL Low Flow (NOT) |  | CHANGED FROM 2503
1 | 2400-FV-2131 | 2400 | FV |  | 400-JIG-01 | FINE JIG #1 | AIR INLET POPET GATE VALVE - CHAMBER 1 | - | - | - | N/A | N/A | DSOT-DW-2400-IC-8021 | N/A |  |  | PME010 | MEC Contractor | N/A
1 | 2400-FV-2132 | 2400 | FV |  | 400-JIG-01 | FINE JIG #1 | AIR OUTLET POPET GATE VALVE - CHAMBER 1 | - | - | - | N/A | N/A | DSOT-DW-2400-IC-8021 | N/A |  |  | PME010 | MEC Contractor | N/A
1 | 2400-FV-2133 | 2400 | FV |  | 400-JIG-01 | FINE JIG #1 | AIR INLET POPET GATE VALVE - CHAMBER 2 | - | - | - | N/A | N/A | DSOT-DW-2400-IC-8021 | N/A |  |  | PME010 | MEC Contractor | N/A
1 | 2400-FV-2134 | 2400 | FV |  | 400-JIG-01 | FINE JIG #1 | AIR OUTLET POPET GATE VALVE - CHAMBER 2 | - | - | - | N/A | N/A | DSOT-DW-2400-IC-8021 | N/A |  |  | PME010 | MEC Contractor | N/A
1 | 2400-FV-2135 | 2400 | FV |  | 400-JIG-01 | FINE JIG #1 | AIR INLET POPET GATE VALVE - CHAMBER 3 | - | - | - | N/A | N/A | DSOT-DW-2400-IC-8021 | N/A |  |  | PME010 | MEC Contractor | N/A
1 | 2400-FV-2136 | 2400 | FV |  | 400-JIG-01 | FINE JIG #1 | AIR OUTLET POPET GATE VALVE - CHAMBER 3 | - | - | - | N/A | N/A | DSOT-DW-2400-IC-8021 | N/A |  |  | PME010 | MEC Contractor | N/A
1 | 2400-FV-2161 | 2400 | FV |  | 400-JIG-01 | FINE JIG #1 | KNIFE GATE VALVE | - | - | - | N/A | N/A | DSOT-DW-2400-IC-8021 | N/A |  |  | PME010 | MEC Contractor | N/A
1 | 2400-FV-2170 | 2400 | FV |  | 400-JIG-01 | FINE JIG #1 | WORKING AIR CONTROL VALVE | - | - | - | N/A | N/A | DSOT-DW-2400-IC-8021 | N/A |  |  | PME010 | MEC Contractor | N/A
1 | 2400-FV-2331 | 2400 | FV |  | 400-JIG-02 | FINE JIG #2 | POPET VALVE AIR INLET CHAMBER 1 | - | - | - | 2400-JIG-02-CP | DO | DSOT-DW-2400-IC-8023 | N/A |  |  | PME010 | MEC Contractor | N/A
1 | 2400-FV-2332 | 2400 | FV |  | 400-JIG-02 | FINE JIG #2 | POPET VALVE AIR OUTLET CHAMBER 1 | - | - | - | 2400-JIG-02-CP | DO | DSOT-DW-2400-IC-8023 | N/A |  |  | PME010 | MEC Contractor | N/A
1 | 2400-FV-2333 | 2400 | FV |  | 400-JIG-02 | FINE JIG #2 | POPET VALVE AIR INLET CHAMBER 2 | - | - | - | 2400-JIG-02-CP | DO | DSOT-DW-2400-IC-8023 | N/A |  |  | PME010 | MEC Contractor | N/A
1 | 2400-FV-2334 | 2400 | FV |  | 400-JIG-02 | FINE JIG #2 | POPET VALVE AIR OUTLET CHAMBER 2 | - | - | - | 2400-JIG-02-CP | DO | DSOT-DW-2400-IC-8023 | N/A |  |  | PME010 | MEC Contractor | N/A
1 | 2400-FV-2335 | 2400 | FV |  | 400-JIG-02 | FINE JIG #2 | POPET VALVE AIR INLET CHAMBER 3 | - | - | - | 2400-JIG-02-CP | DO | DSOT-DW-2400-IC-8023 | N/A |  |  | PME010 | MEC Contractor | N/A
1 | 2400-FV-2336 | 2400 | FV |  | 400-JIG-02 | FINE JIG #2 | POPET VALVE AIR OUTLET CHAMBER 3 | - | - | - | 2400-JIG-02-CP | DO | DSOT-DW-2400-IC-8023 | N/A |  |  | PME010 | MEC Contractor | N/A
1 | 2400-FV-2361 | 2400 | FV |  | 400-JIG-02 | FINE JIG #2 | KNIFE GATE VALVE | - | - | - | 2400-JIG-02-CP | DO | DSOT-DW-2400-IC-8023 | N/A |  |  | PME010 | MEC Contractor | N/A
1 | 2400-FV-2370 | 2400 | FV |  | 400-JIG-02 | FINE JIG #2 | WORKING AIR CONTROL VALVE | - | - | - | N/A | N/A | DSOT-DW-2400-IC-8023 | N/A |  |  | PME010 | MEC Contractor | N/A
1 | 2400-FV-2502 | 2400 | FV | BUTTERFLY VALVE | 400-PBO-01 | JIG SCREENS PUMP BOX | HUTCH WATER PUMP BUTTERFLY VALVE | EBRO | Z014A 16.00 | DSOT-DS-2400-IC-FV2502 | N/A | N/A | DSOT-DW-2400-IC-8025 | N/A | DSOT-DW-2400-IC-8162 | 2400-PBO-01-JBD-01 | AECOM | MEC Contractor | N/A
1 | 2400-FV-2505 | 2400 | FV | KNIFE GATE VALVE | 400-PBO-01 | JIG SCREENS PUMP BOX | TRANSFER PUMP KNIFE GATE VALVE | Orbinox | SER. 61 (VG) | DSOT-DS-2400-IC-FV2505 | N/A | N/A | DSOT-DW-2400-IC-8025 | N/A | DSOT-DW-2400-IC-8162 | 2400-PBO-01-JBD-01 | AECOM | MEC Contractor | N/A
1 | 2400-FV-2512 | 2400 | FV | KNIFE GATE VALVE | 400-PBO-01 | JIG SCREENS PUMP BOX | HUTCH WATER SIDE MANUAL DRAIN VALVE | Orbinox | SER. 61 (VG) | DSOT-DS-2400-IC-FV2512 | N/A | N/A | DSOT-DW-2400-IC-8025 | N/A |  |  | AECOM | MEC Contractor | N/A
1 | 2400-FV-2513 | 2400 | FV | KNIFE GATE VALVE | 400-PBO-01 | JIG SCREENS PUMP BOX | DRUM SCRUBBER SIDE MANUAL DRAIN VALVE | Orbinox | SER. 61 (VG) | DSOT-DS-2400-IC-FV2513 | N/A | N/A | DSOT-DW-2400-IC-8025 | N/A |  |  | AECOM | MEC Contractor | N/A
1 | 2400-FV-2514 | 2400 | FV | KNIFE GATE VALVE | 400-SLP-01 | JIGS SCREENS TRANSFER PUMP | DRAIN VALVE | Orbinox | SER. 61 (VG) | DSOT-DS-2400-IC-FV2514 | N/A | N/A | DSOT-DW-2400-IC-8025 | N/A | DSOT-DW-2400-IC-8162 | 2400-PBO-01-JBD-01 | AECOM | MEC Contractor | N/A
1 | 2400-FV-2515 | 2400 | FV | BUTTERFLY VALVE | 400-PBO-01 | JIG SCREENS PUMP BOX | HUTCH WATER PUMP BUTTERFLY VALVE | EBRO | Z014A 16.00 | DSOT-DS-2400-IC-FV2515 | N/A | N/A | DSOT-DW-2400-IC-8025 | N/A | DSOT-DW-2400-IC-8162 | 2400-PBO-01-JBD-01 | AECOM | MEC Contractor | N/A
3 | 2400-FV-2516 | 2400 | FV | SOLENOID VALVE | 400-SLP-04 | JIGS SCREENS HUTCH WATER PUMP | GLAND SEAL WATER SOLENOID VALVE | ASCO | 8290B071 | DSOT-DS-2400-IC-FV2516 | N/A | N/A | DSOT-DW-2400-IC-8025 | N/A |  |  | AECOM | MEC Contractor | N/A
3 | 2400-FV-2517 | 2400 | FV | SOLENOID VALVE | 400-SLP-02 | JIGS SCREENS HUTCH WATER PUMP | GLAND SEAL WATER VALVE | ASCO | 8290B071 | DSOT-DS-2400-IC-FV2517 | N/A | N/A | DSOT-DW-2400-IC-8025 | N/A |  |  | AECOM | MEC Contractor | N/A | [7 empty] | CHANGED FROM 2503
1 | 2400-FV-2618 | 2400 | FV |  | 400-BBO-01 | BALL MILL BALL BUCKET | KNIFE GATE VALVE | - | - | - | N/A | N/A | DSOT-DW-2400-IC-8026 | N/A |  |  | OEM | MEC Contractor | N/A | [7 empty] | MANUAL OPERATED VALVE
3 | 2400-FY-2502 | 2400 | FY |  | 400-PBO-01 | JIG SCREENS PUMP BOX | HUTCH WATER PUMP BUTTERFLY VALVE ACTUATOR | N/A | N/A | SEE FV | 2200-PLC-01 | DO | DSOT-DW-2400-IC-8025 | N/A | DSOT-DW-2400-IC-8162 | 2400-PBO-01-JBD-01 | AECOM | I&C Contractor | I&C Contractor | 2200-RIO-02 | 0 | 11 | 0 |  | 400-SLP-02-Inlet Isol. Valve Open Cmd.
3 | 2400-FY-2505 | 2400 | FY |  | 400-PBO-01 | JIG SCREENS PUMP BOX | TRANSFER PUMP VALVE SOLENOID ACTUATOR | N/A | N/A | SEE FV | 2200-PLC-01 | DO | DSOT-DW-2400-IC-8025 | N/A | DSOT-DW-2400-IC-8162 | 2400-PBO-01-JBD-01 | AECOM | I&C Contractor | I&C Contractor | 2200-RIO-02 | 0 | 11 | 1 |  | 400-SLP-01-Inlet Isol. Valve Open Cmd.
3 | 2400-FY-2514 | 2400 | FY |  | 400-SLP-01 | JIGS SCREENS TRANSFER PUMP | DRAIN VALVE ACTUATOR | N/A | N/A | SEE FV | 2200-PLC-01 | DO | DSOT-DW-2400-IC-8025 | N/A | DSOT-DW-2400-IC-8162 | 2400-PBO-01-JBD-01 | AECOM | I&C Contractor | I&C Contractor | 2200-RIO-02 | 0 | 11 | 2 |  | 400-SLP-01-Drain Valve Open Cmd.
3 | 2400-FY-2515 | 2400 | FY |  | 400-PBO-01 | JIG SCREENS PUMP BOX | HUTCH WATER PUMP BUTTERFLY VALVE ACTUATOR | N/A | N/A | SEE FV | 2200-PLC-01 | DO | DSOT-DW-2400-IC-8025 | N/A | DSOT-DW-2400-IC-8162 | 2400-PBO-01-JBD-01 | AECOM | I&C Contractor | I&C Contractor | 2200-RIO-02 | 0 | 11 | 3 |  | 400-SLP-04-Inlet Isol. Valve Open Cmd.
3 | 2400-FY-2516 | 2400 | FY |  | 400-SLP-04 | JIGS SCREENS HUTCH WATER PUMP | GLAND SEAL WATER VALVE ACTUATOR | N/A | N/A | SEE FV | 2200-PLC-01 | DO | DSOT-DW-2400-IC-8025 | N/A | DSOT-DW-2400-IC-8162 | 2400-PBO-01-JBD-01 | AECOM | I&C Contractor | I&C Contractor | 2200-RIO-02 | 0 | 11 | 5 |  | 400-SLP-04-WGSL Valve Open Cmd.
3 | 2400-FY-2517 | 2400 | FY |  | 400-SLP-02 | JIGS SCREENS HUTCH WATER PUMP | GLAND SEAL WATER SOLENOID VALVE ACTUATOR | N/A | N/A | SEE FV | 2200-PLC-01 | DO | DSOT-DW-2400-IC-8025 | N/A | DSOT-DW-2400-IC-8162 | 2400-PBO-01-JBD-01 | AECOM | I&C Contractor | I&C Contractor | 2200-RIO-02 | 0 | 11 | 4 |  | 400-SLP-02-WGSL Valve Open Cmd. |  | CHANGED FROM 2503
0 | 2400-FYC-2131 | 2400 | FYC |  | 400-JIG-01 | FINE JIG #1 | AIR INLET CHAMBER 1 CLOSE POSITION SOENOID | TBD | TBD | - | 2400-JIG-01-CP | DO | DSOT-DW-2400-IC-8021 | N/A | 10-4-018414 7/37 | 2400-JIG-01-JB-01 | PME010 | OEM | OEM
0 | 2400-FYC-2132 | 2400 | FYC |  | 400-JIG-01 | FINE JIG #1 | AIR OUTLET CHAMBER 1 CLOSE POSITION SOLENOID | TBD | TBD | - | 2400-JIG-01-CP | DO | DSOT-DW-2400-IC-8021 | N/A | 10-4-018414 7/37 | 2400-JIG-01-JB-01 | PME010 | OEM | OEM
0 | 2400-FYC-2133 | 2400 | FYC |  | 400-JIG-01 | FINE JIG #1 | AIR INLET CHAMBER 2 CLOSE POSITION SOLENOID | TBD | TBD | - | 2400-JIG-01-CP | DO | DSOT-DW-2400-IC-8021 | N/A | 10-4-018414 7/37 | 2400-JIG-01-JB-01 | PME010 | OEM | OEM
0 | 2400-FYC-2134 | 2400 | FYC |  | 400-JIG-01 | FINE JIG #1 | AIR OUTLET CHAMBER 2 CLOSE POSITION SOLENOID | TBD | TBD | - | 2400-JIG-01-CP | DO | DSOT-DW-2400-IC-8021 | N/A | 10-4-018414 7/37 | 2400-JIG-01-JB-01 | PME010 | OEM | OEM
0 | 2400-FYC-2135 | 2400 | FYC |  | 400-JIG-01 | FINE JIG #1 | AIR INLET CHAMBER 3 CLOSE POSITION SOLENOID | TBD | TBD | - | 2400-JIG-01-CP | DO | DSOT-DW-2400-IC-8021 | N/A | 10-4-018414 8/37 | 2400-JIG-01-JB-01 | PME010 | OEM | OEM
0 | 2400-FYC-2136 | 2400 | FYC |  | 400-JIG-01 | FINE JIG #1 | AIR OUTLET CHAMBER 3 CLOSE POSITION SOLENOID | TBD | TBD | - | 2400-JIG-01-CP | DO | DSOT-DW-2400-IC-8021 | N/A | 10-4-018414 6/37 | 2400-JIG-01-JB-01 | PME010 | OEM | OEM
1 | 2400-FYC-2161 | 2400 | FYC |  | 400-JIG-01 | FINE JIG #1 | CLOSE SOLENOID ACTUATOR | TBD | TBD | - | 2400-JIG-01-CP | DO | DSOT-DW-2400-IC-8021 | N/A | 10-4-018414 21/37 | 2400-HK-2161/2201 | PME010 | OEM | OEM
0 | 2400-FYC-2170 | 2400 | FYC |  | 400-JIG-01 | FINE JIG #1 | CLOSE VALVE | TBD | TBD | - | 2400-JIG-01-CP | DO | DSOT-DW-2400-IC-8021 | N/A | 10-4-018414 8/37 | 2400-JIG-01-JB-01 | PME010 | OEM | OEM
1 | 2400-FYC-2331 | 2400 | FYC |  | 400-JIG-02 | FINE JIG #2 | CLOSE POSITION SOLENOID | TBD | TBD | - | 2400-JIG-02-CP | DO | DSOT-DW-2400-IC-8023 | N/A | 10-4-018414 7/37 | 2400-JIG-02-JB-02 | PME010 | OEM | OEM
1 | 2400-FYC-2332 | 2400 | FYC |  | 400-JIG-02 | FINE JIG #2 | CLOSE POSITION SOLENOID | TBD | TBD | - | 2400-JIG-02-CP | DO | DSOT-DW-2400-IC-8023 | N/A | 10-4-018414 7/37 | 2400-JIG-02-JB-02 | PME010 | OEM | OEM
1 | 2400-FYC-2333 | 2400 | FYC |  | 400-JIG-02 | FINE JIG #2 | CLOSE POSITION SOLENOID | TBD | TBD | - | 2400-JIG-02-CP | DO | DSOT-DW-2400-IC-8023 | N/A | 10-4-018414 7/37 | 2400-JIG-02-JB-02 | PME010 | OEM | OEM
1 | 2400-FYC-2334 | 2400 | FYC |  | 400-JIG-02 | FINE JIG #2 | CLOSE POSITION SOLENOID | TBD | TBD | - | 2400-JIG-02-CP | DO | DSOT-DW-2400-IC-8023 | N/A | 10-4-018414 7/37 | 2400-JIG-02-JB-02 | PME010 | OEM | OEM
1 | 2400-FYC-2335 | 2400 | FYC |  | 400-JIG-02 | FINE JIG #2 | CLOSE POSITION SOLENOID | TBD | TBD | - | 2400-JIG-02-CP | DO | DSOT-DW-2400-IC-8023 | N/A | 10-4-018414 8/37 | 2400-JIG-02-JB-02 | PME010 | OEM | OEM
1 | 2400-FYC-2336 | 2400 | FYC |  | 400-JIG-02 | FINE JIG #2 | CLOSE POSITION SOLENOID | TBD | TBD | - | 2400-JIG-02-CP | DO | DSOT-DW-2400-IC-8023 | N/A | 10-4-018414 6/37 | 2400-JIG-02-JB-02 | PME010 | OEM | OEM
1 | 2400-FYC-2361 | 2400 | FYC |  | 400-JIG-02 | FINE JIG #2 | KNIFE GATE VALVE CLOSE POSITION SOLENOID | TBD | TBD | - | 2400-JIG-02-CP | DO | DSOT-DW-2400-IC-8023 | N/A | 10-4-018414 21/37 | 2400-HK-2361/2401 | PME010 | OEM | OEM
1 | 2400-FYC-2370 | 2400 | FYC |  | 400-JIG-02 | FINE JIG #2 | VALVE CLOSE POSITION SOLENOID | TBD | TBD | - | 2400-JIG-02-CP | DO | DSOT-DW-2400-IC-8023 | N/A | 10-4-018414 8/37 | 2400-JIG-02-JB-02 | PME010 | OEM | OEM
0 | 2400-FYO-2131 | 2400 | FYO |  | 400-JIG-01 | FINE JIG #1 | AIR INLET CHAMBER 1 OPEN POSITION SOLENOID | TBD | TBD | - | 2400-JIG-01-CP | DO | DSOT-DW-2400-IC-8021 | N/A | 10-4-018414 7/37 | 2400-JIG-01-JB-01 | PME010 | OEM | OEM
0 | 2400-FYO-2132 | 2400 | FYO |  | 400-JIG-01 | FINE JIG #1 | AIR OUTLET CHAMBER 1 OPEN POSITION SOLENOID | TBD | TBD | - | 2400-JIG-01-CP | DO | DSOT-DW-2400-IC-8021 | N/A | 10-4-018414 7/37 | 2400-JIG-01-JB-01 | PME010 | OEM | OEM
0 | 2400-FYO-2133 | 2400 | FYO |  | 400-JIG-01 | FINE JIG #1 | AIR INLET CHAMBER 2 OPEN POSITION SOLENOID | TBD | TBD | - | 2400-JIG-01-CP | DO | DSOT-DW-2400-IC-8021 | N/A | 10-4-018414 7/37 | 2400-JIG-01-JB-01 | PME010 | OEM | OEM
0 | 2400-FYO-2134 | 2400 | FYO |  | 400-JIG-01 | FINE JIG #1 | AIR OUTLET CHAMBER 2 OPEN POSITION SOLENOID | TBD | TBD | - | 2400-JIG-01-CP | DO | DSOT-DW-2400-IC-8021 | N/A | 10-4-018414 7/37 | 2400-JIG-01-JB-01 | PME010 | OEM | OEM
0 | 2400-FYO-2135 | 2400 | FYO |  | 400-JIG-01 | FINE JIG #1 | AIR INLET CHAMBER 3 OPEN POSITION SOLENOID | TBD | TBD | - | 2400-JIG-01-CP | DO | DSOT-DW-2400-IC-8021 | N/A | 10-4-018414 7/37 | 2400-JIG-01-JB-01 | PME010 | OEM | OEM
0 | 2400-FYO-2136 | 2400 | FYO |  | 400-JIG-01 | FINE JIG #1 | AIR OUTLET CHAMBER 3 OPEN POSITION SOLENOID | TBD | TBD | - | 2400-JIG-01-CP | DO | DSOT-DW-2400-IC-8021 | N/A | 10-4-018414 8/37 | 2400-JIG-01-JB-01 | PME010 | OEM | OEM
1 | 2400-FYO-2161 | 2400 | FYO |  | 400-JIG-01 | FINE JIG #1 | OPEN SOLENOID ACTUATOR | TBD | TBD | - | 2400-JIG-01-CP | DO | DSOT-DW-2400-IC-8021 | N/A | 10-4-018414 21/37 | 2400-HK-2161/2201 | PME010 | OEM | OEM
1 | 2400-FYO-2170 | 2400 | FYO |  | 400-JIG-01 | FINE JIG #1 | OPEN VALVE | TBD | TBD | - | 2400-JIG-01-CP | DO | DSOT-DW-2400-IC-8021 | N/A |  |  | PME010 | OEM | OEM
1 | 2400-FYO-2331 | 2400 | FYO |  | 400-JIG-02 | FINE JIG #2 | OPEN POSITION SOLENOID | TBD | TBD | - | 2400-JIG-02-CP | DO | DSOT-DW-2400-IC-8023 | N/A | 10-4-018414 7/37 | 2400-JIG-02-JB-02 | PME010 | OEM | OEM
1 | 2400-FYO-2332 | 2400 | FYO |  | 400-JIG-02 | FINE JIG #2 | OPEN POSITION SOLENOID | TBD | TBD | - | 2400-JIG-02-CP | DO | DSOT-DW-2400-IC-8023 | N/A | 10-4-018414 7/37 | 2400-JIG-02-JB-02 | PME010 | OEM | OEM
1 | 2400-FYO-2333 | 2400 | FYO |  | 400-JIG-02 | FINE JIG #2 | OPEN POSITION SOLENOID | TBD | TBD | - | 2400-JIG-02-CP | DO | DSOT-DW-2400-IC-8023 | N/A | 10-4-018414 7/37 | 2400-JIG-02-JB-02 | PME010 | OEM | OEM
1 | 2400-FYO-2334 | 2400 | FYO |  | 400-JIG-02 | FINE JIG #2 | OPEN POSITION SOLENOID | TBD | TBD | - | 2400-JIG-02-CP | DO | DSOT-DW-2400-IC-8023 | N/A | 10-4-018414 7/37 | 2400-JIG-02-JB-02 | PME010 | OEM | OEM
1 | 2400-FYO-2335 | 2400 | FYO |  | 400-JIG-02 | FINE JIG #2 | OPEN POSITION SOLENOID | TBD | TBD | - | 2400-JIG-02-CP | DO | DSOT-DW-2400-IC-8023 | N/A | 10-4-018414 7/37 | 2400-JIG-02-JB-02 | PME010 | OEM | OEM
1 | 2400-FYO-2336 | 2400 | FYO |  | 400-JIG-02 | FINE JIG #2 | OPEN POSITION SOLENOID | TBD | TBD | - | 2400-JIG-02-CP | DO | DSOT-DW-2400-IC-8023 | N/A | 10-4-018414 8/37 | 2400-JIG-02-JB-02 | PME010 | OEM | OEM
1 | 2400-FYO-2361 | 2400 | FYO |  | 400-JIG-02 | FINE JIG #2 | KNIFE GATE VALVE OPEN POSITION SOLENOID | TBD | TBD | - | 2400-JIG-02-CP | DO | DSOT-DW-2400-IC-8023 | N/A | 10-4-018414 21/37 | 2400-HK-2361/2401 | PME010 | OEM | OEM
1 | 2400-FYO-2370 | 2400 | FYO |  | 400-JIG-02 | FINE JIG #2 | VALVE OPEN POSITION SOLENOID | TBD | TBD | - | 2400-JIG-02-CP | DO | DSOT-DW-2400-IC-8023 | N/A |  |  | PME010 | OEM | OEM
0 | 2400-HK-2102 | 2400 | HK |  | 400-VIF-01 | WIDE VIBRATING FEEDER #1 | PUSH BUTTON STATION | TBD | TBD | - | N/A | N/A | DSOT-DW-2400-IC-8021 | N/A | DSOT-DW-2400-IC-8702 | 2400-VIF-01-CP | PME010 | OEM | OEM
3 | 2400-HK-2117 | 2400 | HK |  | 400-BLO-01 | JIG AIR BLOWER #1 | PUSH BUTTON STATION | TBD | TBD | - | N/A | N/A | DSOT-DW-2400-IC-8021 | N/A |  |  | AECOM | EL Contractor | EL Contractor
1 | 2400-HK-2118 | 2400 | HK |  | 400-HPP-01 | JIG HYDRAULIC UNIT #1 | MOTOR M1 PUSH BUTTON STATION | TBD | TBD | - | 2400-JIG-01-CP | SOFT | DSOT-DW-2400-IC-8021 | N/A | TBD |  | OEM | OEM | OEM
1 | 2400-HK-2119 | 2400 | HK |  | 400-HPP-01 | JIG HYDRAULIC UNIT #1 | MOTOR M3 PUSH BUTTON STATION | TBD | TBD | - | 2400-JIG-01-CP | SOFT | DSOT-DW-2400-IC-8021 | N/A | TBD |  | OEM | OEM | OEM
1 | 2400-HK-2120 | 2400 | HK |  | 400-HPP-01 | JIG HYDRAULIC UNIT #1 | MOTOR M2 PUSH BUTTON STATION | TBD | TBD | - | 2400-JIG-01-CP | SOFT | DSOT-DW-2400-IC-8021 | N/A | TBD |  | OEM | OEM | OEM
1 | 2400-HK-2145 | 2400 | HK |  | 400-JIG-01 | FINE JIG #1 | REMOTE CONTROL BOX | TBD | TBD | - | 2400-JIG-01-CP | TBD | DSOT-DW-2400-IC-8021 | N/A | 10-4-018414 12/37 | 2400-JIG-01-CP | PME010 | OEM | OEM
1 | 2400-HK-2153 | 2400 | HK |  | 400-JIG-01 | FINE JIG #1 | REMOTE CONTROL BOX | TBD | TBD | - | 2400-JIG-01-CP | TBD | DSOT-DW-2400-IC-8021 | N/A | 10-4-018414 16/37 | 2400-JIG-01-CP | PME010 | OEM | OEM
1 | 2400-HK-2161 | 2400 | HK |  | 400-JIG-01 | FINE JIG #1 | REMOTE CONTROL BOX | TBD | TBD | - | 2400-JIG-01-CP | DI | DSOT-DW-2400-IC-8021 | N/A | TBD |  | PME010 | OEM | OEM
0 | 2400-HK-2201 | 2400 | HK |  | 400-VIS-01 | FINE JIG CONCENTRATE SCREEN #1 | PUSH BUTTON STATION | TBD | TBD | - | N/A | N/A | DSOT-DW-2400-IC-8022 | N/A | TBD |  | PME010 | OEM | OEM
1 | 2400-HK-2202 | 2400 | HK |  | 400-VIS-03 | FINE JIG TALING SCREEN #1 | PUSH BUTTON STATION | TBD | TBD | - | N/A | N/A | DSOT-DW-2400-IC-8022 | N/A | DSOT-DW-2000-EL-8190 |  | AECOM | EL Contractor | EL Contractor
1 | 2400-HK-2203 | 2400 | HK |  | 400-CVO-01 | JIGS CONCENTRATRE CONVEYOR | PUSH BUTTON STATION | TBD | TBD | - | N/A | N/A | DSOT-DW-2400-IC-8022 | N/A | DSOT-DW-2000-EL-8190 |  | AECOM | EL Contractor | EL Contractor
1 | 2400-HK-2204 | 2400 | HK |  | 400-CVO-02 | JIGS CONCENTRATRE TRANSFER CONVEYOR | PUSH BUTTON STATION | TBD | TBD | - | N/A | N/A | DSOT-DW-2400-IC-8022 | N/A | DSOT-DW-2000-EL-8190 |  | AECOM | EL Contractor | EL Contractor
1 | 2400-HK-2205 | 2400 | HK |  | 400-CVO-03 | JIGS REFUSE CONVEYOR | PUSH BUTTON STATION | TBD | TBD | - | N/A | N/A | DSOT-DW-2400-IC-8022 | N/A | DSOT-DW-2000-EL-8190 |  | AECOM | EL Contractor | EL Contractor
1 | 2400-HK-2302 | 2400 | HK |  | 400-VIF-02 | WIDE VIBRATING FEEDER #2 | PUSH BUTTON STATION | TBD | TBD | - | N/A | N/A | DSOT-DW-2400-IC-8023 | N/A | DSOT-DW-2400-IC-8705 | 2400-VIF-02-CP | PME010 | OEM | OEM
1 | 2400-HK-2317 | 2400 | HK |  | 400-BLO-02 | JIG AIR BLOWER #2 | PUSH BUTTON STATION | TBD | TBD | - | N/A | N/A | DSOT-DW-2400-IC-8023 | N/A | DSOT-DW-2000-EL-8190 |  | AECOM | EL Contractor | EL Contractor
1 | 2400-HK-2318 | 2400 | HK |  | 400-HPP-02 | JIG HYDRAULIC UNIT #2 | MOTORM1 PUSH BUTTON STATION | TBD | TBD | - | 2400-JIG-02-CP | SOFT | DSOT-DW-2400-IC-8023 | N/A | TBD |  | OEM | OEM | OEM
1 | 2400-HK-2319 | 2400 | HK |  | 400-HPP-02 | JIG HYDRAULIC UNIT #2 | MOTOR M3 PUSH BUTTON STATION | TBD | TBD | - | 2400-JIG-02-CP | SOFT | DSOT-DW-2400-IC-8023 | N/A | TBD |  | OEM | OEM | OEM
1 | 2400-HK-2320 | 2400 | HK |  | 400-HPP-02 | JIG HYDRAULIC UNIT #2 | MOTOR M2 PUSH BUTTON STATION | TBD | TBD | - | 2400-JIG-02-CP | SOFT | DSOT-DW-2400-IC-8023 | N/A | TBD |  | OEM | OEM | OEM
1 | 2400-HK-2345 | 2400 | HK |  | 400-JIG-02 | FINE JIG #2 | REMOTE CONTROL BOX | TBD | TBD | - | N/A | N/A | DSOT-DW-2400-IC-8023 | N/A | 10-4-018414 12/37 | 2400-JIG-02-CP | PME010 | OEM | OEM | [7 empty] | INSTRUMENT INCLUDED
1 | 2400-HK-2353 | 2400 | HK |  | 400-JIG-02 | FINE JIG #2 | REMOTE CONTROL BOX | TBD | TBD | - | N/A | N/A | DSOT-DW-2400-IC-8023 | N/A | 10-4-018414 16/37 | 2400-JIG-02-CP | PME010 | OEM | OEM
0 | 2400-HK-2361 | 2400 | HK |  | 400-JIG-02 | FINE JIG #2 | REMOTE CONTROL BOX | TBD | TBD | - | N/A | N/A | DSOT-DW-2400-IC-8023 | N/A | TBD |  | PME010 | OEM | OEM
0 | 2400-HK-2401 | 2400 | HK |  | 400-VIS-02 | FINE JIG CONCENTRATE SCREEN #2 | PUSH BUTTON STATION | TBD | TBD | - | N/A | N/A | DSOT-DW-2400-IC-8024 | N/A | TBD |  | PME010 | OEM | OEM
1 | 2400-HK-2402 | 2400 | HK |  | 400-VIS-04 | FINE JIG TAILING SCREEN #2 | PUSH BUTTON STATION | TBD | TBD | - | N/A | N/A | DSOT-DW-2400-IC-8024 | N/A | DSOT-DW-2000-EL-8190 |  | AECOM | EL Contractor | EL Contractor
1 | 2400-HK-2506 | 2400 | HK |  | 400-SLP-01 | JIGS SCREENS TRANSFER PUMP | PUSH BUTTON STATION | TBD | TBD | - | N/A | N/A | DSOT-DW-2400-IC-8025 | N/A | DSOT-DW-2000-EL-8190 |  | AECOM | EL Contractor | EL Contractor
1 | 2400-HK-2508 | 2400 | HK |  | 400-SUP-01 | FINE JIGS AREA SUMP PUMP | PUSH BUTTON STATION | TBD | TBD | - | N/A | N/A | DSOT-DW-2400-IC-8025 | N/A | DSOT-DW-2000-EL-8190 |  | AECOM | EL Contractor | EL Contractor
3 | 2400-HK-2516 | 2400 | HK |  | 400-SLP-04 | JIGS SCREENS HUTCH WATER PUMP | PUSH BUTTON STATION | N/A | N/A | SEE FV | N/A | N/A | DSOT-DW-2400-IC-8025 | N/A | DSOT-DW-2000-EL-8190 |  | AECOM | EL Contractor | EL Contractor
1 | 2400-HK-2517 | 2400 | HK |  | 400-SLP-02 | JIGS SCREENS HUTCH WATER PUMP | PUSH BUTTON STATION | TBD | TBD | - | N/A | N/A | DSOT-DW-2400-IC-8025 | N/A | DSOT-DW-2000-EL-8190 |  | AECOM | EL Contractor | EL Contractor
1 | 2400-HK-2602 | 2400 | HK |  | 400-BAM-01 | BALL MILL | TIRE PRESSURE MONITORING SYSTEM | PRESSURE PRO | GWB16-1.0 J1939 | - | N/A | N/A | DSOT-DW-2400-IC-8026 | N/A | DSOT-DW-2400-IC-8723 | 2400-HK-2602 | PME015 | EL Contractor | EL Contractor
1 | 2400-HK-2814 | 2400 | HK |  | 400-ROM-01 | ROD MILL | PUSH BUTTON STATION | TBD | TBD | - | 2200-PLC-01 | - | DSOT-DW-2400-IC-8028 | N/A | DSOT-VP-2450-M2-0144-0117 | 2400-ROM-01-JB-01 | PST002 | EL Contractor | EL Contractor
1 | 2400-HK-2831 | 2400 | HK |  | 400-HK-2831 | ROD MILL | REMOTE CONTROL BOX | TBD | TBD | - | N/A | N/A | DSOT-DW-2400-IC-8028 | N/A | TBD |  | PST002 | EL Contractor | EL Contractor
1 | 2400-HS-2103 | 2400 | HS |  | 400-VIF-01 | WIDE VIBRATING FEEDER #1 | LOCAL / REMOTE SELECTOR SWITCH | TBD | TBD | - | 2200-PLC-01 | DI | DSOT-DW-2400-IC-8021 | N/A | DSOT-DW-2400-IC-8702 | 2400-VIF-01-CP | PME010 | OEM | I&C Contractor | 2200-RIO-02 | 0 | 3 | 14 |  | 400-VIF-01-Feeder in Remote Mode
1 | 2400-HS-2104 | 2400 | HS |  | 400-VIF-01 | WIDE VIBRATING FEEDER #1 | START PUSH BUTTON | TBD | TBD | - | N/A | N/A | DSOT-DW-2400-IC-8021 | N/A | DSOT-DW-2400-IC-8702 | 2400-VIF-01-CP | PME010 | OEM | OEM
1 | 2400-HS-2105 | 2400 | HS |  | 400-VIF-01 | WIDE VIBRATING FEEDER #1 | STOP PUSH BUTTON | TBD | TBD | - | 2200-PLC-01 | DI | DSOT-DW-2400-IC-8021 | N/A | DSOT-DW-2400-IC-8702 | 2400-VIF-01-CP | PME010 | OEM | OEM | 2200-RIO-02 | 0 | 3 | 13 |  | 400-VIF-01-Feeder Local Stop Cmd.
1 | 2400-HS-2145 | 2400 | HS |  | 400-JIG-01 | FINE JIG #1 | LOCAL / REMOTE SELECTOR SWITCH | TBD | TBD | - | 2400-JIG-01-CP | DI | DSOT-DW-2400-IC-8021 | N/A |  |  | PME010 | OEM | OEM
1 | 2400-HS-2153 | 2400 | HS |  | 400-JIG-01 | FINE JIG #1 | LOCAL / REMOTE SELECTOR SWITCH | TBD | TBD | - | 2400-JIG-01-CP | DI | DSOT-DW-2400-IC-8021 | N/A |  |  | PME010 | OEM | OEM | [7 empty] | INSTRUMENT INCLUDED
1 | 2400-HS-2161 | 2400 | HS |  | 400-JIG-01 | FINE JIG #1 | LOCAL / REMOTE SELECTOR SWITCH | TBD | TBD | - | 2400-JIG-01-CP | DI | DSOT-DW-2400-IC-8021 | N/A |  |  | PME010 | OEM | OEM | [7 empty] | INSTRUMENT INCLUDED
1 | 2400-HS-2201 | 2400 | HS |  | 400-VIS-01 | FINE JIG CONCENTRATE SCREEN #1 | LOCAL / REMOTE SWITCH | TBD | TBD | - | 2200-PLC-01 | DI | DSOT-DW-2400-IC-8022 | N/A | DSOT-DW-2400-IC-8704 | 2400-VIS-01-CP | PME010 | OEM | OEM | 2200-RIO-02 | 0 | 7 | 10 |  | 400-VIS-01-Screen in Remote Mode |  | INSTRUMENT INCLUDED
1 | 2400-HS-2206 | 2400 | HS |  | 400-VIS-01 | FINE JIG CONCENTRATE SCREEN #1 | LOCAL START SWITCH | TBD | TBD | - | 2400-JIG-01-CP | DI | DSOT-DW-2400-IC-8022 | N/A |  |  | PME010 | OEM | OEM | [7 empty] | INSTRUMENT INCLUDED
1 | 2400-HS-2207 | 2400 | HS |  | 400-VIS-01 | FINE JIG CONCENTRATE SCREEN #1 | LOCAL STOP SWITCH | TBD | TBD | - | 2200-PLC-01 | DI | DSOT-DW-2400-IC-8022 | N/A | DSOT-DW-2400-IC-8704 | 2400-VIS-01-CP | PME010 | OEM | OEM | 2200-RIO-02 | 0 | 7 | 11 |  | 400-VIS-01-Screen Local Stop Cmd. |  | INSTRUMENT INCLUDED
1 | 2400-HS-2303 | 2400 | HS |  | 400-VIF-02 | WIDE VIBRATING FEEDER #2 | LOCAL / REMOTE SELECTOR SWITCH | TBD | TBD | - | 2200-PLC-01 | DI | DSOT-DW-2400-IC-8023 | N/A | DSOT-DW-2400-IC-8705 | 2400-VIF-02-CP | PME010 | OEM | I&C Contractor | 2200-RIO-02 | 0 | 5 | 14 |  | 400-VIF-02-Feeder in Remote Mode
1 | 2400-HS-2304 | 2400 | HS |  | 400-VIF-02 | WIDE VIBRATING FEEDER #2 | START PUSH BUTTON | TBD | TBD | - | N/A | N/A | DSOT-DW-2400-IC-8023 | N/A | DSOT-DW-2400-IC-8705 | 2400-VIF-02-CP | PME010 | OEM | OEM
1 | 2400-HS-2305 | 2400 | HS |  | 400-VIF-02 | WIDE VIBRATING FEEDER #2 | STOP PUSH BUTTON | TBD | TBD | - | 2200-PLC-01 | DI | DSOT-DW-2400-IC-8023 | N/A | DSOT-DW-2400-IC-8705 | 2400-VIF-02-CP | PME010 | OEM | OEM | 2200-RIO-02 | 0 | 5 | 13 |  | 400-VIF-02-Feeder Local Stop Cmd.
1 | 2400-HS-2345 | 2400 | HS |  | 400-JIG-02 | FINE JIG #2 | LOCAL / REMOTE SELECTOR SWITCH | TBD | TBD | - | 2400-JIG-02-CP | DI | DSOT-DW-2400-IC-8023 | N/A |  |  | PME010 | OEM | OEM | [7 empty] | INSTRUMENT INCLUDED
1 | 2400-HS-2353 | 2400 | HS |  | 400-JIG-02 | FINE JIG #2 | LOCAL / REMOTE SELECTOR SWITCH | TBD | TBD | - | 2400-JIG-02-CP | DI | DSOT-DW-2400-IC-8023 | N/A |  |  | PME010 | OEM | OEM | [7 empty] | INSTRUMENT INCLUDED
1 | 2400-HS-2361 | 2400 | HS |  | 400-JIG-02 | FINE JIG #2 | LOCAL / REMOTE SELECTOR SWITCH | TBD | TBD | - | 2400-JIG-02-CP | DI | DSOT-DW-2400-IC-8023 | N/A |  |  | PME010 | OEM | OEM
1 | 2400-HS-2401 | 2400 | HS |  | 400-VIS-02 | FINE JIG TAILING SCREEN #1 | LOCAL / REMOTE SWITCH | TBD | TBD | - | 2200-PLC-01 | DI | DSOT-DW-2400-IC-8024 | N/A | DSOT-DW-2400-IC-8712 | 2400-VIS-02-CP | PME010 | OEM | OEM | 2200-RIO-02 | 0 | 7 | 14 |  | 400-VIS-02-Screen in Remote Mode |  | INSTRUMENT INCLUDED
1 | 2400-HS-2406 | 2400 | HS |  | 400-VIS-02 | FINE JIG CONCENTRATE SCREEN #2 | LOCAL START WITCH | TBD | TBD | - | 2400-JIG-02-CP | DI | DSOT-DW-2400-IC-8024 | N/A |  |  | PME010 | OEM | OEM | [7 empty] | INSTRUMENT INCLUDED
1 | 2400-HS-2407 | 2400 | HS |  | 400-VIS-02 | FINE JIG TAILING SCREEN #1 | LOCAL STOP SWITCH | TBD | TBD | - | 2200-PLC-01 | DI | DSOT-DW-2400-IC-8024 | N/A | DSOT-DW-2400-IC-8712 | 2400-VIS-02-CP | PME010 | OEM | OEM | 2200-RIO-02 | 0 | 7 | 15 |  | 400-VIS-02-Screen Local Stop Cmd. |  | INSTRUMENT INCLUDED
0 | 2400-HS-2611A | 2400 | HS |  | 400-BAM-01 | BALL MILL | START PUSH BUTTON | TBD | TBD | - | TBD | DI | DSOT-DW-2400-IC-8026 | N/A |  |  | PME015 | OEM | OEM
0 | 2400-HS-2611B | 2400 | HS |  | 400-BAM-01 | BALL MILL | START PUSH BUTTON | TBD | TBD | - | TBD | DI | DSOT-DW-2400-IC-8026 | N/A |  |  | PME015 | OEM | OEM
0 | 2400-HS-2612A | 2400 | HS |  | 400-BAM-01 | BALL MILL | STOP PUSH BUTTON | TBD | TBD | - | TBD | DI | DSOT-DW-2400-IC-8026 | N/A |  |  | PME015 | OEM | OEM
0 | 2400-HS-2612B | 2400 | HS |  | 400-BAM-01 | BALL MILL | STOP PUSH BUTTON | TBD | TBD | - | TBD | DI | DSOT-DW-2400-IC-8026 | N/A |  |  | PME015 | OEM | OEM
0 | 2400-HS-2613A | 2400 | HS |  | 400-BAM-01 | BALL MILL | RESET PUSH BUTTON | TBD | TBD | - | TBD | DI | DSOT-DW-2400-IC-8026 | N/A |  |  | PME015 | OEM | OEM
0 | 2400-HS-2613B | 2400 | HS |  | 400-BAM-01 | BALL MILL | RESET PUSH BUTTON | TBD | TBD | - | TBD | DI | DSOT-DW-2400-IC-8026 | N/A |  |  | PME015 | OEM | OEM
0 | 2400-HS-2614 | 2400 | HS |  | 400-BAM-01 | BALL MILL | LOCAL / OPERATOR / REMOTE SELECTOR SWITCH | TBD | TBD | - | TBD | DI | DSOT-DW-2400-IC-8026 | N/A |  |  | PME015 | OEM | OEM
0 | 2400-HS-2615 | 2400 | HS |  | 400-BAM-01 | BALL MILL | JOG PUSH BUTTON | TBD | TBD | - | TBD | DI | DSOT-DW-2400-IC-8026 | N/A |  |  | PME015 | OEM | OEM
1 | 2400-HS-2618 | 2400 | HS |  | 400-BBO-01 | BALL MILL BALL BUCKET | PUSH BUTTON | TBD | TBD | - | N/A | N/A | DSOT-DW-2400-IC-8026 | N/A |  |  | OEM | I&C Contractor | I&C Contractor | [7 empty] | MANUAL OPERATED VALVE
1 | 2400-HS-2814A | 2400 | HS |  | 400-ROM-01 | ROD MILL | FORWARD SWITCH | TBD | TBD | - |  | DI | DSOT-DW-2400-IC-8028 | N/A |  |  | PST002 | OEM | OEM | [7 empty] | DSOT-VP-2450-M2-0144-0117
1 | 2400-HS-2814B | 2400 | HS |  | 400-ROM-01 | ROD MILL | REVERSE SWITCH | TBD | TBD | - |  | DI | DSOT-DW-2400-IC-8028 | N/A |  |  | PST002 | OEM | OEM | [7 empty] | DSOT-VP-2450-M2-0144-0117
1 | 2400-HS-2814C | 2400 | HS |  | 400-ROM-01 | ROD MILL | SP SWITCH | TBD | TBD | - |  | DI | DSOT-DW-2400-IC-8028 | N/A |  |  | PST002 | OEM | OEM | [7 empty] | DSOT-VP-2450-M2-0144-0117
3 | 2400-HS-2831A | 2400 | HS |  | 400-VFD-02 | ROD MILL | PUSH BUTTON | TBD | TBD | - | 2200-PLC-01 | DI | DSOT-DW-2400-IC-8028 | N/A |  |  | PST002 | OEM | OEM
1 | 2400-HS-2831C | 2400 | HS |  | 400-VFD-02 | ROD MILL | START BUTTON | TBD | TBD | - | N/A | N/A | DSOT-DW-2400-IC-8028 | N/A |  |  | PST002 | OEM | OEM | [5 empty] | 400-VFD-02, ROD MILL, START BUTTON
1 | 2400-HS-2831D | 2400 | HS |  | 400-HK-2831 | ROD MILL | START PUSH BUTTON | TBD | TBD | - | N/A | N/A | DSOT-DW-2400-IC-8028 | N/A |  |  | PST002 | OEM | OEM | [5 empty] | 400-HK-2831, ROD MILL, START PUSH BUTTON
1 | 2400-HS-2831E | 2400 | HS |  | 400-VFD-02 | ROD MILL | STOP BUTTON | TBD | TBD | - | N/A | N/A | DSOT-DW-2400-IC-8028 | N/A |  |  | PST002 | OEM | OEM | [5 empty] | 400-VFD-02, ROD MILL, STOP BUTTON
1 | 2400-HS-2831F | 2400 | HS |  | 400-HK-2831 | ROD MILL | STOP PUSH BUTTON | TBD | TBD | - | N/A | N/A | DSOT-DW-2400-IC-8028 | N/A |  |  | PST002 | OEM | OEM | [5 empty] | 400-HK-2831, ROD MILL, STOP PUSH BUTTON
1 | 2400-HS-2831G | 2400 | HS |  | 400-VFD-02 | ROD MILL | RESET BUTTON | TBD | TBD | - | N/A | N/A | DSOT-DW-2400-IC-8028 | N/A |  |  | PST002 | OEM | OEM
1 | 2400-HS-2831H | 2400 | HS |  | 400-ROM-01 | ROD MILL | RESET BUTTON | TBD | TBD | - | N/A | N/A | DSOT-DW-2400-IC-8028 | N/A |  |  | PST002 | OEM | OEM
1 | 2400-HS-2831M | 2400 | HS |  | 400-HK-2831 | ROD MILL | LOCAL / REMOTE SELECTOR SWITCH | TBD | TBD | - | N/A | N/A | DSOT-DW-2400-IC-8028 | N/A |  |  | PST002 | OEM | OEM | [5 empty] | 400-HK-2831, ROD MILL, LOCAL / REMOTE SELECTOR SWITCH
1 | 2400-HS-2912 | 2400 | HS |  | 400-ROM-01 | ROD MILL | EMERGENCY STOP |  |  |  | 2200-PLC-01 | TBD | DSOT-DW-2400-IC-8029 | N/A |  |  | PST002 | OEM | OEM
3 | 2400-HS-2927 | 2400 | HS |  | 400-ROM-01 | ROD MILL, GEAR SPRAY SYS. | MANUAL OPERATION PUSH BUTTON |  |  |  | 2200-PLC-01 | DI | DSOT-DW-2400-IC-8029 | N/A | DSOT-DW-2400-IC-8724 | 2400-LOU-01 | OEM | OEM | I&C Contractor | 2200-RIO-02 | 0 | 6 | 12 |  | 400-LOU-01-Unit in Manual Mode
3 | 2400-HS-2928 | 2400 | HS |  | 400-ROM-01 | ROD MILL, GREASE LUBRIFICATION | MANUAL OPERATION PUSH BUTTON |  |  |  | 2200-PLC-01 | DI | DSOT-DW-2400-IC-8029 | N/A | DSOT-DW-2400-IC-8725 | 2400-LOU-02 | OEM | OEM | I&C Contractor | 2200-RIO-02 | 0 | 6 | 6 |  | 400-LOU-02-Unit in Manual Mode
1 | 2400-HSC-2145 | 2400 | HSC |  | 400-JIG-01 | FINE JIG #1 | REMOTE CONTROL BOX GATE CLOSE | TBD | TBD | - | 2400-JIG-01-CP | DI | DSOT-DW-2400-IC-8021 | N/A |  |  | PME010 | OEM | OEM
1 | 2400-HSC-2153 | 2400 | HSC |  | 400-JIG-01 | FINE JIG #1 | REMOTE CONTROL BOX GATE CLOSE | TBD | TBD | - | 2400-JIG-01-CP | DI | DSOT-DW-2400-IC-8021 | N/A |  |  | PME010 | OEM | OEM | [7 empty] | INSTRUMENT INCLUDED
1 | 2400-HSC-2161 | 2400 | HSC |  | 400-JIG-01 | FINE JIG #1 | REMOTE CONTROL BOX GATE CLOSE | TBD | TBD | - | 2400-JIG-01-CP | DI | DSOT-DW-2400-IC-8021 | N/A |  |  | PME010 | OEM | OEM | [7 empty] | INSTRUMENT INCLUDED
1 | 2400-HSC-2345 | 2400 | HSC |  | 400-JIG-02 | FINE JIG #2 | REMOTE CONTROL BOX GATE CLOSE | TBD | TBD | - | 2400-JIG-02-CP | DI | DSOT-DW-2400-IC-8023 | N/A |  |  | PME010 | OEM | OEM | [7 empty] | INSTRUMENT INCLUDED
1 | 2400-HSC-2353 | 2400 | HSC |  | 400-JIG-02 | FINE JIG #2 | REMOTE CONTROL BOX GATE CLOSE | TBD | TBD | - | 2400-JIG-02-CP | DI | DSOT-DW-2400-IC-8023 | N/A |  |  | PME010 | OEM | OEM | [7 empty] | INSTRUMENT INCLUDED
1 | 2400-HSC-2361 | 2400 | HSC |  | 400-JIG-02 | FINE JIG #2 | REMOTE CONTROL BOX GATE CLOSE SWITCH | TBD | TBD | - | 2400-JIG-02-CP | DI | DSOT-DW-2400-IC-8023 | N/A |  |  | PME010 | OEM | OEM
1 | 2400-HSD-2201 | 2400 | HSD |  | 400-VIS-01 | FINE JIG CONCENTRATE SCREEN #1 | REMOTE CONTROL SPEED DOWN SWITCH | TBD | TBD | - | 2400-JIG-01-CP | DI | DSOT-DW-2400-IC-8022 | N/A |  |  | PME010 | OEM | OEM | [7 empty] | INSTRUMENT INCLUDED
1 | 2400-HSD-2401 | 2400 | HSD |  | 400-VIS-02 | FINE JIG CONCENTRATE SCREEN #2 | REMOTE SPEED DOWN SWITCH | TBD | TBD | - | 2400-JIG-02-CP | DI | DSOT-DW-2400-IC-8024 | N/A |  |  | PME010 | OEM | OEM | [7 empty] | INSTRUMENT INCLUDED
1 | 2400-HSO-2145 | 2400 | HSO |  | 400-JIG-01 | FINE JIG #1 | REMOTE CONTROL BOX GATE OPEN | TBD | TBD | - | 2400-JIG-01-CP | DI | DSOT-DW-2400-IC-8021 | N/A |  |  | PME010 | OEM | OEM
1 | 2400-HSO-2153 | 2400 | HSO |  | 400-JIG-01 | FINE JIG #1 | REMOTE CONTROL BOX GATE OPEN | TBD | TBD | - | 2400-JIG-01-CP | DI | DSOT-DW-2400-IC-8021 | N/A |  |  | PME010 | OEM | OEM | [7 empty] | INSTRUMENT INCLUDED
1 | 2400-HSO-2161 | 2400 | HSO |  | 400-JIG-01 | FINE JIG #1 | REMOTE CONTROL BOX GATE OPEN | TBD | TBD | - | 2400-JIG-01-CP | DI | DSOT-DW-2400-IC-8021 | N/A |  |  | PME010 | OEM | OEM | [7 empty] | INSTRUMENT INCLUDED
1 | 2400-HSO-2345 | 2400 | HSO |  | 400-JIG-02 | FINE JIG #2 | REMOTE CONTROL BOX GATE OPEN | TBD | TBD | - | 2400-JIG-02-CP | DI | DSOT-DW-2400-IC-8023 | N/A |  |  | PME010 | OEM | OEM | [7 empty] | INSTRUMENT INCLUDED
1 | 2400-HSO-2353 | 2400 | HSO |  | 400-JIG-02 | FINE JIG #2 | REMOTE CONTROL BOX GATE OPEN | TBD | TBD | - | 2400-JIG-02-CP | DI | DSOT-DW-2400-IC-8023 | N/A |  |  | PME010 | OEM | OEM | [7 empty] | INSTRUMENT INCLUDED
1 | 2400-HSO-2361 | 2400 | HSO |  | 400-JIG-02 | FINE JIG #2 | REMOTE CONTROL BOX GATE OPEN SWITCH | TBD | TBD | - | 2400-JIG-02-CP | DI | DSOT-DW-2400-IC-8023 | N/A |  |  | PME010 | OEM | OEM
1 | 2400-HSS-2203A | 2400 | HSS |  | 400-CVO-01 | JIGS CONCENTRATRE CONVEYOR | EMERGENCY STOP (LEFT SIDE) | TBD | TBD | - | 2200-PLC-01 | DI | DSOT-DW-2400-IC-8022 | N/A | DSOT-DW-2400-IC-8158 | 2400-CVO-01-JBD-01 | TS Manuf. | I&C Contractor | I&C Contractor | 2200-RIO-02 | 0 | 3 | 0 |  | 400-CVO-01-Conv. Left Side E-STOP (NOT)
1 | 2400-HSS-2203B | 2400 | HSS |  | 400-CVO-01 | JIGS CONCENTRATRE CONVEYOR | EMERGENCY STOP (RIGHT SIDE) | TBD | TBD | - | 2200-PLC-01 | DI | DSOT-DW-2400-IC-8022 | N/A | DSOT-DW-2400-IC-8158 | 2400-CVO-01-JBD-01 | TS Manuf. | I&C Contractor | I&C Contractor | 2200-RIO-02 | 0 | 3 | 1 |  | 400-CVO-01-Conv. Right Side E-STOP (NOT)
1 | 2400-HSS-2204A | 2400 | HSS |  | 400-CVO-02 | JIGS CONCENTRATRE TRANSFER CONVEYOR | EMERGENCY STOP (LEFT SIDE) | TBD | TBD | - | 2200-PLC-01 | DI | DSOT-DW-2400-IC-8022 | N/A | DSOT-DW-2400-IC-8159 | 2400-CVO-02-JBD-01 | TS Manuf. | I&C Contractor | I&C Contractor | 2200-RIO-03 | 0 | 1 | 0 |  | 400-CVO-02-Conv. Left Side E-STOP (NOT)
1 | 2400-HSS-2204B | 2400 | HSS |  | 400-CVO-02 | JIGS CONCENTRATRE TRANSFER CONVEYOR | EMERGENCY STOP (RIGHT SIDE) | TBD | TBD | - | 2200-PLC-01 | DI | DSOT-DW-2400-IC-8022 | N/A | DSOT-DW-2400-IC-8159 | 2400-CVO-02-JBD-01 | TS Manuf. | I&C Contractor | I&C Contractor | 2200-RIO-03 | 0 | 1 | 1 |  | 400-CVO-02-Conv. Right Side E-STOP (NOT)
1 | 2400-HSS-2205A | 2400 | HSS |  | 400-CVO-03 | JIGS REFUSE CONVEYOR | EMERGENCY STOP (LEFT SIDE) | TBD | TBD | - | 2200-PLC-01 | DI | DSOT-DW-2400-IC-8022 | N/A | DSOT-DW-2400-IC-8160 | 2400-CVO-03-JBD-01 | TS Manuf. | I&C Contractor | I&C Contractor | 2200-RIO-02 | 0 | 4 | 0 |  | 400-CVO-03-Conv. Left Side E-STOP (NOT)
1 | 2400-HSS-2205B | 2400 | HSS |  | 400-CVO-03 | JIGS REFUSE CONVEYOR | EMERGENCY STOP (RIGHT SIDE) | TBD | TBD | - | 2200-PLC-01 | DI | DSOT-DW-2400-IC-8022 | N/A | DSOT-DW-2400-IC-8160 | 2400-CVO-03-JBD-01 | TS Manuf. | I&C Contractor | I&C Contractor | 2200-RIO-02 | 0 | 4 | 1 |  | 400-CVO-03-Conv. Right Side E-STOP (NOT)
0 | 2400-HSS-2602A | 2400 | HSS |  | 400-BAM-01 | BALL MILL | EMERGENCY STOP | TBD | TBD | - | 2200-PLC-01 | DI | DSOT-DW-2400-IC-8026 | N/A |  |  | PME015 | OEM | OEM | [5 empty] | 400-BAM-01, BALL MILL, EMERGENCY STOP
1 | 2400-HSS-2602B | 2400 | HSS |  | 400-BAM-01 | BALL MILL | EMERGENCY STOP | TBD | TBD | - | 2200-PLC-01 | DI | DSOT-DW-2400-IC-8026 | N/A | DSOT-DW-2400-IC-8723 | 2400-HK-2602 | PME015 | OEM | OEM | 2200-RIO-02 | 0 | 1 | 14 |  | 400-BAM-01-Ball Mill E-STOP (NOT)
3 | 2400-HSS-2831A | 2400 | HSS |  | 400-VFD-02 | ROD MILL | EMERGENCY STOP | TBD | TBD | - | N/A | N/A | DSOT-DW-2400-IC-8028 | N/A |  |  | PST002 | OEM | OEM
1 | 2400-HSS-2831B | 2400 | HSS |  | 400-HK-2831 | ROD MILL | EMERGENCY STOP | TBD | TBD | - |  | DI | DSOT-DW-2400-IC-8028 | N/A |  |  | PST002 | OEM | OEM
1 | 2400-HSU-2201 | 2400 | HSU |  | 400-VIS-01 | FINE JIG CONCENTRATE SCREEN #1 | REMOTE CONTROL SPEED UP SWITCH | TBD | TBD | - | 2400-JIG-01-CP | DI | DSOT-DW-2400-IC-8022 | N/A |  |  | PME010 | OEM | OEM | [7 empty] | INSTRUMENT INCLUDED
1 | 2400-HSU-2401 | 2400 | HSU |  | 400-VIS-02 | FINE JIG CONCENTRATE SCREEN #2 | REMOTE SPEED UP SWITCH | TBD | TBD | - | 2400-JIG-02-CP | DI | DSOT-DW-2400-IC-8024 | N/A |  |  | PME010 | OEM | OEM | [7 empty] | INSTRUMENT INCLUDED
1 | 2400-HZ-2106 | 2400 | HZ |  | 400-VIF-01 | WIDE VIBRATING FEEDER #1 | SPEED POTENTIOMETER | TBD | TBD | - | N/A | N/A | DSOT-DW-2400-IC-8021 | N/A |  |  | PME010 | OEM | OEM
1 | 2400-HZ-2306 | 2400 | HZ |  | 400-BIN-02 | WIDE VIBRATING FEEDER #2 | SPEED POTETIOMETER | TBD | TBD | - | N/A | N/A | DSOT-DW-2400-IC-8023 | N/A |  |  | PME010 | OEM | OEM
1 | 2400-II-2201 | 2400 | II |  | 400-VIS-01 | FINE JIG CONCENTRATE SCREEN #1 | CURRENT INDICATOR | N/A | N/A | N/A | 2400-JIG-01-CP | SOFT | DSOT-DW-2400-IC-8022 | N/A | N/A | N/A | AECOM | N/A | N/A
1 | 2400-II-2202 | 2400 | II |  | 400-VIS-03 | FINE JIG TALING SCREEN #1 | CURRENT INDICATOR | N/A | N/A | N/A | 2400-JIG-01-CP | SOFT | DSOT-DW-2400-IC-8022 | N/A | N/A | N/A | AECOM | N/A | N/A
1 | 2400-II-2203 | 2400 | II |  | 400-CVO-01 | JIGS CONCENTRATRE CONVEYOR | CURRENT INDICATOR | N/A | N/A | N/A | 2200-PLC-01 | SOFT | DSOT-DW-2400-IC-8022 | N/A | N/A | N/A | AECOM | N/A | N/A
1 | 2400-II-2204 | 2400 | II |  | 400-CVO-02 | JIGS CONCENTRATRE TRANSFER CONVEYOR | CURRENT INDICATOR | N/A | N/A | N/A | 2200-PLC-01 | SOFT | DSOT-DW-2400-IC-8022 | N/A | N/A | N/A | AECOM | N/A | N/A
1 | 2400-II-2205 | 2400 | II |  | 400-CVO-03 | JIGS REFUSE CONVEYOR | CURRENT INDICATOR | N/A | N/A | N/A | 2200-PLC-01 | SOFT | DSOT-DW-2400-IC-8022 | N/A | N/A | N/A | AECOM | N/A | N/A
1 | 2400-II-2401 | 2400 | II |  | 400-VIS-02 | FINE JIG TAILING SCREEN #1 | CURRENT INDICATOR | N/A | N/A | N/A | 2400-JIG-02-CP | SOFT | DSOT-DW-2400-IC-8024 | N/A | N/A | N/A | AECOM | N/A | N/A
1 | 2400-II-2402 | 2400 | II |  | 400-VIS-04 | FINE JIG TAILING SCREEN #2 | CURRENT INDICATOR | N/A | N/A | N/A | 2400-JIG-02-CP | SOFT | DSOT-DW-2400-IC-8024 | N/A | N/A | N/A | AECOM | N/A | N/A
1 | 2400-II-2506 | 2400 | II |  | 400-SLP-01 | JIGS SCREENS TRANSFER PUMP | CURRENT INDICATOR | N/A | N/A | N/A | 2200-PLC-01 | SOFT | DSOT-DW-2400-IC-8025 | N/A | N/A | N/A | AECOM | N/A | N/A
3 | 2400-II-2516 | 2400 | II |  | 400-SLP-04 | JIGS SCREENS HUTCH WATER PUMP | CURRENT INDICATOR | N/A | N/A | N/A | 2200-PLC-01 | SOFT | DSOT-DW-2400-IC-8025 | N/A | N/A | N/A | AECOM | N/A | N/A
1 | 2400-II-2517 | 2400 | II |  | 400-SLP-02 | JIGS SCREENS HUTCH WATER PUMP | CURRENT INDICATOR | N/A | N/A | N/A | 2200-PLC-01 | SOFT | DSOT-DW-2400-IC-8025 | N/A | N/A | N/A | AECOM | N/A | N/A
1 | 2400-II-2602 | 2400 | II |  | 400-BAM-01 | BALL MILL | CURRENT INDICATOR | TBD | TBD | - | 2200-PLC-01 | SOFT | DSOT-DW-2400-IC-8026 | N/A |  |  | PME015 | N/A | N/A
1 | 2400-II-2831 | 2400 | II |  | 400-ROM-01 | ROD MILL | CURRENT INDICATOR | TBD | TBD | - | 2200-PLC-01 | SOFT | DSOT-DW-2400-IC-8028 | N/A |  |  | PST002 | N/A | N/A
1 | 2400-JI-2117 | 2400 | JI |  | 400-BLO-01 | JIG AIR BLOWER #1 | PROTECTION RELAY POWER | TBD | TBD | - | 2400-JIG-01-CP | SOFT | DSOT-DW-2400-IC-8021 | N/A |  |  |  | I&C Contractor | I&C Contractor
1 | 2400-JI-2317 | 2400 | JI |  | 400-BLO-02 | JIG AIR BLOWER #2 | PROTECTION RELAY POWER | TBD | TBD | - | 2400-JIG-02-CP | SOFT | DSOT-DW-2400-IC-8023 | N/A |  |  | AECOM | I&C Contractor | I&C Contractor
0 | 2400-JL-2602A | 2400 | JL |  | 400-BAM-01 | BALL MILL | POWER LIGHT | N/A | N/A | - | TBD | DO | DSOT-DW-2400-IC-8026 | N/A |  |  | PME015 | OEM | OEM
0 | 2400-JL-2602B | 2400 | JL |  | 400-BAM-01 | BALL MILL | POWER LIGHT | TBD | TBD | - | TBD | DO | DSOT-DW-2400-IC-8026 | N/A |  |  | PME015 | OEM | OEM
1 | 2400-LCV-2146 | 2400 | LCV |  | 400-JIG-01 | FINE JIG #1 | PROPORTIONAL VALVE | - | - | - | 2400-JIG-01-CP | AO | DSOT-DW-2400-IC-8021 | N/A | 10-4-018414 14/37 | 2400-HK-2145 | PME010 | PME010 | PME010
1 | 2400-LCV-2149 | 2400 | LCV |  | 400-JIG-01 | FINE JIG #1 | LEVEL CONTROL VALVE | - | - | - | 2400-JIG-01-CP | AO | DSOT-DW-2400-IC-8021 | N/A | 10-4-018414 14/37 | 2400-HK-2145 | PME010 | PME010 | PME010
1 | 2400-LCV-2154 | 2400 | LCV |  | 400-JIG-01 | FINE JIG #1 | PROPORTIONAL VALVE | - | - | - | 2400-JIG-01-CP | AO | DSOT-DW-2400-IC-8021 | N/A | 10-4-018414 17/37, 18/37 | 2400-HK-2153 | PME010 | PME010 | PME010
1 | 2400-LCV-2157 | 2400 | LCV |  | 400-JIG-01 | FINE JIG #1 | LEVEL CONTROL VALVE | - | - | - | 2400-JIG-01-CP | AO | DSOT-DW-2400-IC-8021 | N/A | 10-4-018414 17/37, 18/37 | 2400-HK-2153 | PME010 | PME010 | PME010
1 | 2400-LCV-2346 | 2400 | LCV |  | 400-JIG-02 | FINE JIG #2 | LEVEL CONTROL VALVE | - | - | - | 2400-JIG-02-CP | AO | DSOT-DW-2400-IC-8023 | N/A | 10-4-018414 14/37 | 2400-HK-2345 | PME010 | PME010 | PME010
1 | 2400-LCV-2349 | 2400 | LCV |  | 400-JIG-02 | FINE JIG #2 | LEVEL CONTROL VALVE | - | - | - | 2400-JIG-02-CP | AO | DSOT-DW-2400-IC-8023 | N/A | 10-4-018414 14/37 | 2400-HK-2345 | PME010 | PME010 | PME010
1 | 2400-LCV-2354 | 2400 | LCV |  | 400-JIG-02 | FINE JIG #2 | LEVEL CONTROL VALVE | - | - | - | 2400-JIG-02-CP | AO | DSOT-DW-2400-IC-8023 | N/A | 10-4-018414 17/37, 18/37 | 2400-HK-2353 | PME010 | PME010 | PME010
1 | 2400-LCV-2357 | 2400 | LCV |  | 400-JIG-02 | FINE JIG #2 | LEVEL CONTROL VALVE | - | - | - | 2400-JIG-02-CP | AO | DSOT-DW-2400-IC-8023 | N/A | 10-4-018414 17/37, 18/37 | 2400-HK-2353 | PME010 | PME010 | PME010
1 | 2400-LCV-2501 | 2400 | LCV | MODULATING GLOBE VALVE | 400-PBO-01 | JIG SCREENS PUMP BOX | LEVEL CONTROL BALL VALVE | Optimux | OPGL ST1 | DSOT-DS-2400-IC-LCV2501 | 2200-PLC-01 | AO | DSOT-DW-2400-IC-8025 | N/A | DSOT-DW-2400-IC-8163 | 2400-PBO-01-JBA-01 | AECOM | MEC Contractor | I&C Contractor | 2200-RIO-02 | 1 | 10 | 0 |  | 400-PBO-01-WPR Supply Level Control Valve
3 | 2400-LE-2101 | 2400 | LE |  | 400-BIN-01 | FINE JIGS SURGE BIN #1 | LEVEL ELEMENT | N/A | N/A | SEE LIT | N/A | N/A | DSOT-DW-2400-IC-8021 | N/A |  |  | AECOM | I&C Contractor | I&C Contractor
3 | 2400-LE-2203 | 2400 | LE |  | 400-CVO-01 | JIGS CONCENTRATRE CONVEYOR | PLUG CHUTE DETECTOR | N/A | N/A | SEE LIT | N/A | N/A | DSOT-DW-2400-IC-8022 | N/A |  |  | TS Manuf. | I&C Contractor | I&C Contractor
3 | 2400-LE-2204 | 2400 | LE |  | 400-CVO-02 | JIGS CONCENTRATRE TRANSFER CONVEYOR | PLUG CHUTE DETECTOR | N/A | N/A | SEE LIT | N/A | N/A | DSOT-DW-2400-IC-8022 | N/A |  |  | TS Manuf. | I&C Contractor | I&C Contractor
3 | 2400-LE-2205 | 2400 | LE |  | 400-CVO-03 | JIGS REFUSE CONVEYOR | PLUG CHUTE DETECTOR ELEMENT | N/A | N/A | SEE LIT | N/A | N/A | DSOT-DW-2400-IC-8022 | N/A |  |  | TS Manuf. | I&C Contractor | I&C Contractor
1 | 2400-LE-2301 | 2400 | LE |  | 400-BIN-02 | FINE JIGS SURGE BIN #2 | LEVEL ELEMENT | N/A | N/A | SEE LIT | N/A | N/A | DSOT-DW-2400-IC-8023 | N/A |  |  | AECOM | I&C Contractor | I&C Contractor
3 | 2400-LE-2501 | 2400 | LE |  | 400-PBO-01 | JIG SCREENS PUMP BOX | HUTCH WATER SIDE LEVEL ELEMENT | N/A | N/A | SEE LIT | N/A | N/A | DSOT-DW-2400-IC-8025 | N/A |  |  | AECOM | I&C Contractor | I&C Contractor
3 | 2400-LE-2504 | 2400 | LE |  | 400-PBO-01 | JIG SCREENS PUMP BOX | DRUM SCRUBBER SIDE LEVEL ELEMENT | N/A | N/A | SEE LIT | N/A | N/A | DSOT-DW-2400-IC-8025 | N/A |  |  | AECOM | I&C Contractor | I&C Contractor
3 | 2400-LI-2508 | 2400 | LI | Radar Level Switch | 400-SUP-01 | FINE JIGS AREA SUMP PUMP | LEVEL INDICATOR | N/A | N/A | DSOT-DS-2400-IC-LSHL2508 | N/A | N/A | DSOT-DW-2400-IC-8025 | N/A |  |  | AECOM | I&C Contractor | I&C Contractor
1 | 2400-LIT-2101 | 2400 | LIT | LASER LEVEL TRANSMITTER | 400-BIN-01 | FINE JIGS SURGE BIN #1 | LEVEL INDICATOR TRANSMITTER | Optech | SSR-DV-AC-N-D+2130040176 + 220-0044919 | DSOT-DS-2400-IC-LIT2101 | 2200-PLC-01 | AI | DSOT-DW-2400-IC-8021 | N/A | DSOT-DW-2400-IC-8157 | 2400-BIN-01-JBA-01 | AECOM | I&C Contractor | I&C Contractor | 2200-RIO-02 | 1 | 3 | 0 |  | 400-BIN-01-Bin Level
1 | 2400-LIT-2301 | 2400 | LIT | LASER LEVEL TRANSMITTER | 400-BIN-02 | FINE JIGS SURGE BIN #2 | LEVEL INDICATOR TRANSMITTER | Optech | SSR-DV-AC-N-D+2130040176 + 220-0044919 | DSOT-DS-2400-IC-LIT2301 | 2200-PLC-01 | AI | DSOT-DW-2400-IC-8023 | N/A | DSOT-DW-2400-IC-8161 | 2400-BIN-02-JBA-01 | AECOM | I&C Contractor | I&C Contractor | 2200-RIO-02 | 1 | 3 | 2 |  | 400-BIN-02-Bin Level
0 | 2400-LIT-2501 | 2400 | LIT | RADAR LEVEL TRANSMITTER | 400-PBO-01 | JIG SCREENS PUMP BOX | HUTCH WATER SIDE LEVEL TRANSMITTER | ENDRESS+HAUSER | FMR240‐N3V1ALJKA4A1 ; FHX40‐N1B1 | DSOT-DS-2400-IC-LIT2501 | 2200-PLC-01 | AI | DSOT-DW-2400-IC-8025 | N/A | DSOT-DW-2400-IC-8163 | 2400-PBO-01-JBA-01 | AECOM | I&C Contractor | I&C Contractor | 2200-RIO-02 | 1 | 3 | 3 |  | 400-PBO-01-Hutch Water Level
0 | 2400-LIT-2504 | 2400 | LIT | RADAR LEVEL TRANSMITTER | 400-PBO-01 | JIG SCREENS PUMP BOX | DRUM SCRUBBER SIDE LEVEL TRANSMITTER | ENDRESS+HAUSER | FMR240‐N3V1ALJKA4A1 ; FHX40‐N1B1 | DSOT-DS-2400-IC-LIT2504 | 2200-PLC-01 | AI | DSOT-DW-2400-IC-8025 | N/A | DSOT-DW-2400-IC-8163 | 2400-PBO-01-JBA-01 | AECOM | I&C Contractor | I&C Contractor | 2200-RIO-02 | 1 | 3 | 4 |  | 400-PBO-01-Pump Box Level
0 | 2400-LSH-2121 | 2400 | LSH |  | 400-HPP-01 | JIG HYDRAULIC UNIT #1 | HYDRAULIC TANK HIGH LEVEL SWITCH | - | - | - | 2400-JIG-01-CP | DI | DSOT-DW-2400-IC-8021 | N/A | 10-4-018414 3/37 | 2400-HPP-01-JB-01 | PME010 | OEM | OEM
1 | 2400-LSH-2203 | 2400 | LSH |  | 400-CVO-01 | JIGS CONCENTRATRE CONVEYOR | PLUG CHUTE DETECTOR ELEMENT | - | - | - | 2200-PLC-01 | DI | DSOT-DW-2400-IC-8022 | N/A | DSOT-DW-2400-IC-8158 | 2400-CVO-01-JBD-01 | TS Manuf. | I&C Contractor | I&C Contractor | 2200-RIO-02 | 0 | 3 | 11 |  | 400-CVO-01-Chute Plugged (NOT)
1 | 2400-LSH-2204 | 2400 | LSH |  | 400-CVO-02 | JIGS CONCENTRATRE TRANSFER CONVEYOR | PLUG CHUTE DETECTOR | - | - | - | 2200-PLC-01 | DI | DSOT-DW-2400-IC-8022 | N/A | DSOT-DW-2400-IC-8159 | 2400-CVO-02-JBD-01 | TS Manuf. | I&C Contractor | I&C Contractor | 2200-RIO-03 | 0 | 1 | 12 |  | 400-CVO-02-Chute Plugged (NOT)
1 | 2400-LSH-2205 | 2400 | LSH |  | 400-CVO-03 | JIGS REFUSE CONVEYOR | PLUG CHUTE DETECTOR | - | - | - | 2200-PLC-01 | DI | DSOT-DW-2400-IC-8022 | N/A | DSOT-DW-2400-IC-8160 | 2400-CVO-03-JBD-01 | TS Manuf. | I&C Contractor | I&C Contractor | 2200-RIO-02 | 0 | 4 | 11 |  | 400-CVO-03-Chute Plugged (NOT)
1 | 2400-LSH-2321 | 2400 | LSH |  | 400-HPP-02 | JIG HYDRAULIC UNIT #2 | HYDRAULIC TANK HIGH LEVEL SWITCH | - | - | - | 2400-JIG-02-CP | DI | DSOT-DW-2400-IC-8023 | N/A | 10-4-018414 3/37 | 2400-HPP-01-JB-02 | PME010 | OEM | OEM
3 | 2400-LSHL-2508 | 2400 | LSHL | Radar Level Switch | 400-SUP-01 | FINE JIGS AREA SUMP PUMP | ADJUSTABLE LEVEL SWITCH | - | - | DSOT-DS-2400-IC-LSHL2508 | N/A | N/A | DSOT-DW-2400-IC-8025 | N/A |  |  | AECOM | I&C Contractor | I&C Contractor
1 | 2400-LSL-2121 | 2400 | LSL |  | 400-HPP-01 | JIG HYDRAULIC UNIT #1 | HYDRAULIC TANK LOW LEVEL SWITCH | - | - | - | 2400-JIG-01-CP | DI | DSOT-DW-2400-IC-8021 | N/A |  |  | PME010 | OEM | OEM
0 | 2400-LSL-2142 | 2400 | LSL |  | 400-JIG-01 | FINE JIG #1 | LOW WATER LEVEL SWITCH | - | - | - | 2400-JIG-01-CP | DI | DSOT-DW-2400-IC-8021 | N/A | 10-4-018414 6/37 | 2400-JIG-01-JB-01 | PME010 | OEM | OEM
1 | 2400-LSL-2321 | 2400 | LSL |  | 400-HPP-02 | JIG HYDRAULIC UNIT #2 | HYDRAULIC TANK LOW LEVEL SWITCH | - | - | - | 2400-JIG-02-CP | DI | DSOT-DW-2400-IC-8023 | N/A |  |  | PME010 | OEM | OEM
1 | 2400-LSL-2342 | 2400 | LSL |  | 400-JIG-02 | FINE JIG #2 | LOW WATER LEVEL SWITCH | - | - | - | 2400-JIG-02-CP | DI | DSOT-DW-2400-IC-8023 | N/A | 10-4-018414 6/37 | 2400-JIG-02-JB-02 | PME010 | OEM | OEM
3 | 2400-LSL-2915 | 2400 | LSL |  | 400-ROM-01 | ROD MILL, GREASE LUBRIFICATION | LEVEL SWITCH LOW | - | - | - | 2200-PLC-01 | DI | DSOT-DW-2400-IC-8029 | N/A | DSOT-DW-2400-IC-8725 | 2400-LOU-02 | PST002 | I&C Contractor | I&C Contractor | 2200-RIO-02 | 0 | 6 | 4 |  | 400-ROM-01-Main Bear. Gr. Pu. Res. Low Level (NOT) |  | DSOT-VP-2450-M2-0144-0117
3 | 2400-LSL-2924 | 2400 | LSL |  | 400-ROM-01 | ROD MILL, GEAR SPRAY SYS. | LEVEL SWITCH LOW (DRUM) | - | - | - | 2200-PLC-01 | DI | DSOT-DW-2400-IC-8029 | N/A | DSOT-DW-2400-IC-8724 | 2400-LOU-01 | PST002 | I&C Contractor | I&C Contractor | 2200-RIO-02 | 0 | 6 | 10 |  | 400-ROM-01-Ring Gear Grease Drum Low Level (NOT) |  | DSOT-VP-2450-M2-0144-0117
0 | 2400-LT-2139 | 2400 | LT |  | 400-JIG-01 | FINE JIG #1 | WATER LEVEL TRANSMITTER CHAMBER 1 | - | - | - | 2400-JIG-01-CP | AI | DSOT-DW-2400-IC-8021 | N/A | 10-4-018414 9/37 | 2400-JIG-01-JB-01 | PME010 | OEM | OEM
0 | 2400-LT-2140 | 2400 | LT |  | 400-JIG-01 | FINE JIG #1 | WATER LEVEL TRANSMITTER CHAMBER 2 | - | - | - | 2400-JIG-01-CP | AI | DSOT-DW-2400-IC-8021 | N/A | 10-4-018414 9/37 | 2400-JIG-01-JB-01 | PME010 | OEM | OEM
0 | 2400-LT-2141 | 2400 | LT |  | 400-JIG-01 | FINE JIG #1 | WATER LEVEL TRANSMITTER CHAMBER 3 | - | - | - | 2400-JIG-01-CP | AI | DSOT-DW-2400-IC-8021 | N/A | 10-4-018414 9/37 | 2400-JIG-01-JB-01 | PME010 | OEM | OEM
1 | 2400-LT-2145 | 2400 | LT |  | 400-JIG-01 | FINE JIG #1 | LEVEL TRANSMITTER | - | - | - | 2400-JIG-01-CP | AI | DSOT-DW-2400-IC-8021 | N/A | 10-4-018414 15/37 | 2400-HK-2145 | PME010 | OEM | OEM
1 | 2400-LT-2153 | 2400 | LT |  | 400-JIG-01 | FINE JIG #1 | LEVEL TRANSMITTER | - | - | - | 2400-JIG-01-CP | AI | DSOT-DW-2400-IC-8021 | N/A | 10-4-018414 19/37 | 2400-HK-2153 | PME010 | OEM | OEM
1 | 2400-LT-2161 | 2400 | LT |  | 400-JIG-01 | FINE JIG #1 | LEVEL TRANSMITTER | - | - | - | 2400-JIG-01-CP | AI | DSOT-DW-2400-IC-8021 | N/A | 10-4-018414 22/37 | 2400-HK-2161/2201 | PME010 | OEM | OEM
1 | 2400-LT-2339 | 2400 | LT |  | 400-JIG-02 | FINE JIG #2 | WATER LEVEL TRANSMITTER CHAMBER 1 | - | - | - | 2400-JIG-02-CP | AI | DSOT-DW-2400-IC-8023 | N/A | 10-4-018414 9/37 | 2400-JIG-02-JB-02 | PME010 | OEM | OEM
1 | 2400-LT-2340 | 2400 | LT |  | 400-JIG-02 | FINE JIG #2 | WATER LEVEL TRANSMITTER CHAMBER 2 | - | - | - | 2400-JIG-02-CP | AI | DSOT-DW-2400-IC-8023 | N/A | 10-4-018414 9/37 | 2400-JIG-02-JB-02 | PME010 | OEM | OEM
1 | 2400-LT-2341 | 2400 | LT |  | 400-JIG-02 | FINE JIG #2 | WATER LEVEL TRANSMITTER CHAMBER 3 | - | - | - | 2400-JIG-02-CP | AI | DSOT-DW-2400-IC-8023 | N/A | 10-4-018414 9/37 | 2400-JIG-02-JB-02 | PME010 | OEM | OEM
1 | 2400-LT-2345 | 2400 | LT |  | 400-JIG-02 | FINE JIG #2 | LEVEL TRANSMITTER | - | - | - | 2400-JIG-02-CP | AI | DSOT-DW-2400-IC-8023 | N/A | 10-4-018414 15/37 | 2400-HK-2345 | PME010 | OEM | OEM
1 | 2400-LT-2353 | 2400 | LT |  | 400-JIG-02 | FINE JIG #2 | LEVEL TRANSMITTER | - | - | - | 2400-JIG-02-CP | DI | DSOT-DW-2400-IC-8023 | N/A | 10-4-018414 19/37 | 2400-HK-2353 | PME010 | OEM | OEM
1 | 2400-LT-2361 | 2400 | LT |  | 400-JIG-02 | FINE JIG #2 | LEVEL TRANSMITTER | - | - | - | 2400-JIG-02-CP | AI | DSOT-DW-2400-IC-8023 | N/A | 10-4-018414 22/37 | 2400-HK-2361/2401 | PME010 | OEM | OEM
1 | 2400-LT-2508 | 2400 | LT | RADAR LEVEL TRANSMITTER | 400-SUP-01 | FINE JIGS AREA SUMP PUMP | LEVEL TRANSMITTER | ENDRESS+HAUSER | FMR240-N3V1ALJKA1+FHX40-N1B1 | DSOT-DS-2400-IC-LSHL2508 | 2200-PLC-01 | AI | DSOT-DW-2400-IC-8025 | N/A | DSOT-DW-2400-IC-8163 | 2400-PBO-01-JBA-01 | AECOM | I&C Contractor | I&C Contractor | 2200-RIO-02 | 1 | 3 | 7 |  | 400-SUP-01-Sump Level
3 | 2400-LX-2203 | 2400 | LX |  | 400-CVO-01 | JIGS CONCENTRATRE CONVEYOR | PLUG CHUTE DETECTOR ELEMENT | TBD | TBD | - | N/A | N/A | DSOT-DW-2400-IC-8022 | N/A |  |  | TS Manuf. | I&C Contractor | I&C Contractor
3 | 2400-LX-2204 | 2400 | LX |  | 400-CVO-02 | JIGS CONCENTRATRE TRANSFER CONVEYOR | PLUG CHUTE DETECTOR | TBD | TBD | - | N/A | N/A | DSOT-DW-2400-IC-8022 | N/A |  |  | TS Manuf. | I&C Contractor | I&C Contractor
3 | 2400-LX-2205 | 2400 | LX |  | 400-CVO-03 | JIGS REFUSE CONVEYOR | PLUG CHUTE DETECTOR ELEMENT | TBD | TBD | - | N/A | N/A | DSOT-DW-2400-IC-8022 | N/A |  |  | TS Manuf. | I&C Contractor | I&C Contractor
1 | 2400-MOT-2117 | 2400 | MOT |  | 400-BLO-01 | JIG AIR BLOWER #1 | JIG AIR BLOWER MOTOR (215HP) | TBD | TBD | - | 2400-JIG-01-CP | SOFT | DSOT-DW-2400-IC-8021 | N/A |  |  |  | N/A | N/A
1 | 2400-MOT-2202 | 2400 | MOT |  | 400-VIS-03 | FINE JIG TALING SCREEN #1 | MOTOR M1 (25HP) | N/A | N/A | N/A | 2400-JIG-01-CP | SOFT | DSOT-DW-2400-IC-8022 | N/A | N/A | N/A | AECOM | N/A | N/A
1 | 2400-MOT-2203 | 2400 | MOT |  | 400-CVO-01 | JIGS CONCENTRATRE CONVEYOR | MOTOR M1 (15HP) | N/A | N/A | N/A | 2200-PLC-01 | SOFT | DSOT-DW-2400-IC-8022 | N/A | N/A | N/A | AECOM | N/A | N/A
1 | 2400-MOT-2204 | 2400 | MOT |  | 400-CVO-02 | JIGS CONCENTRATRE TRANSFER CONVEYOR | MOTOR M1 (25HP) | N/A | N/A | N/A | 2200-PLC-01 | SOFT | DSOT-DW-2400-IC-8022 | N/A | N/A | N/A | AECOM | N/A | N/A
1 | 2400-MOT-2205 | 2400 | MOT |  | 400-CVO-03 | JIGS REFUSE CONVEYOR | MOTOR M1 (15HP) | N/A | N/A | N/A | 2200-PLC-01 | SOFT | DSOT-DW-2400-IC-8022 | N/A | N/A | N/A | AECOM | N/A | N/A
1 | 2400-MOT-2317 | 2400 | MOT |  | 400-BLO-02 | JIG AIR BLOWER #2 | JIG AIR BLOWER MOTOR (215 HP) | N/A | N/A | N/A | 2400-JIG-02-CP | SOFT | DSOT-DW-2400-IC-8023 | N/A | N/A | N/A | AECOM | N/A | N/A
1 | 2400-MOT-2402 | 2400 | MOT |  | 400-VIS-04 | FINE JIG TAILING SCREEN #2 | MOTOR M1 (25 HP) | N/A | N/A | N/A | 2400-JIG-02-CP | SOFT | DSOT-DW-2400-IC-8024 | N/A | N/A | N/A | AECOM | N/A | N/A
1 | 2400-MOT-2506 | 2400 | MOT |  | 400-SLP-01 | JIGS SCREENS TRANSFER PUMP | MOTOR M1 (75HP) | N/A | N/A | N/A | 2200-PLC-01 | SOFT | DSOT-DW-2400-IC-8025 | N/A | N/A | N/A | AECOM | N/A | N/A
1 | 2400-MOT-2508 | 2400 | MOT |  | 400-SUP-01 | FINE JIGS AREA SUMP PUMP | MOTOR M1 (40HP) | N/A | N/A | N/A | 2200-PLC-01 | SOFT | DSOT-DW-2400-IC-8025 | N/A | N/A | N/A | AECOM | N/A | N/A
3 | 2400-SC-2201 | 2400 | SC |  | 400-VIS-01 | FINE JIG CONCENTRATE SCREEN #1 | SPEED COMMAND |  |  |  | 2200-PLC-01 | AO | DSOT-DW-2400-IC-8022 | N/A | DSOT-DW-2400-IC-8704 | 2400-VIS-01-CP | OEM | OEM | I&C Contractor | 2200-RIO-02 | 1 | 9 | 2 |  | 400-VIS-01-Screen Speed Reference
3 | 2400-SC-2401 | 2400 | SC |  | 400-VIS-02 | FINE JIG TAILING SCREEN #1 | SPEED COMMAND |  |  |  | 2200-PLC-01 | AO | DSOT-DW-2400-IC-8024 | N/A | DSOT-DW-2400-IC-8712 | 2400-VIS-02-CP | OEM | OEM | I&C Contractor | 2200-RIO-02 | 1 | 9 | 3 |  | 400-VIS-02-Screen Speed Reference
1 | 2400-SE-2204 | 2400 | SE |  | 400-CVO-02 | JIGS CONCENTRATRE TRANSFER CONVEYOR | SPEED ELEMENT | TBD | TBD | - | N/A | N/A | DSOT-DW-2400-IC-8022 | N/A | DSOT-DW-2400-IC-8157 | 2400-BIN-01-JBA-01 | PME012 | I&C Contractor | I&C Contractor
1 | 2400-SE-2205 | 2400 | SE |  | 400-CVO-03 | JIGS REFUSE CONVEYOR | SPEED ELEMENT | TBD | TBD | - | N/A | N/A | DSOT-DW-2400-IC-8022 | N/A | DSOT-DW-2400-IC-8151 | 2200-JBA-02 | TS Manuf. | I&C Contractor | I&C Contractor
1 | 2400-SIC-2102 | 2400 | SIC |  | 400-VIF-01 | WIDE VIBRATING FEEDER #1 | MOTOR M1 (47HP) | TBD | TBD | - | N/A | N/A | DSOT-DW-2400-IC-8021 | N/A |  |  | PME010 | OEM | OEM
1 | 2400-SIC-2201 | 2400 | SIC |  | 400-VIS-01 | FINE JIG CONCENTRATE SCREEN #1 | MOTOR M1 (20HP) | TBD | TBD | - | 2400-JIG-01-CP | SOFT | DSOT-DW-2400-IC-8022 | N/A |  |  | PME010 | N/A | N/A
1 | 2400-SIC-2302 | 2400 | SIC |  | 400-BIN-02 | FINE JIGS SURGE BIN #2 | MOTOR M1 (47HP) | TBD | TBD | - | N/A | N/A | DSOT-DW-2400-IC-8023 | N/A |  |  | PME010 | N/A | N/A
1 | 2400-SIC-2401 | 2400 | SIC |  | 400-VIS-02 | FINE JIG CONCENTRATE SCREEN #2 | MOTOR M1 (20 HP) | N/A | N/A | N/A | 2400-JIG-02-CP | SOFT | DSOT-DW-2400-IC-8024 | N/A | N/A | N/A | AECOM | N/A | N/A
1 | 2400-SIC-2516 | 2400 | SIC |  | 400-SLP-04 | JIGS SCREENS HUTCH WATER PUMP | MOTOR M1 (200HP) | N/A | N/A | N/A | 2200-PLC-01 | SOFT | DSOT-DW-2400-IC-8025 | N/A | N/A | N/A | AECOM | N/A | N/A
1 | 2400-SIC-2517 | 2400 | SIC |  | 400-SLP-02 | JIGS SCREENS HUTCH WATER PUMP | MOTOR M1 (450HP) | N/A | N/A | N/A | 2200-PLC-01 | SOFT | DSOT-DW-2400-IC-8025 | N/A | N/A | N/A | AECOM | N/A | N/A
1 | 2400-SIC-2602 | 2400 | SIC |  | 400-BAM-01 | BALL MILL | MOTORS (4x60HP) | TBD | TBD | - | 2200-PLC-01 | SOFT | DSOT-DW-2400-IC-8026 | N/A |  |  | PME015 | N/A | N/A
1 | 2400-SIC-2805 | 2400 | SIC |  | 400-ROM-01 | ROD MILL | MOTOR M1 (300HP) | TBD | TBD | - | 2200-PLC-01 | SOFT | DSOT-DW-2400-IC-8028 | N/A |  |  | PST002 | N/A | N/A
1 | 2400-SIC-2831 | 2400 | SIC |  | 400-ROM-01 | ROD MILL | MOTOR M1 (300HP) | TBD | TBD | - | N/A | N/A | DSOT-DW-2400-IC-8028 | N/A |  |  | PST002 | N/A | N/A
1 | 2400-SLD-2201 | 2400 | SLD |  | 400-VIS-01 | FINE JIG CONCENTRATE SCREEN #1 | REMOTE CONTROL BOX SPEED DOWN LIGHT | TBD | TBD | - | 2400-JIG-01-CP | DO | DSOT-DW-2400-IC-8022 | N/A |  |  | PME010 | I&C Contractor | I&C Contractor | [7 empty] | INSTRUMENT INCLUDED
1 | 2400-SLD-2401 | 2400 | SLD |  | 400-VIS-02 | FINE JIG CONCENTRATE SCREEN #2 | SPEED DOWN LIGHT | TBD | TBD | - | 2400-JIG-02-CP | DO | DSOT-DW-2400-IC-8024 | N/A |  |  | PME010 | OEM | OEM | [7 empty] | INSTRUMENT INCLUDED
1 | 2400-SLU-2201 | 2400 | SLU |  | 400-VIS-01 | FINE JIG CONCENTRATE SCREEN #1 | REMOTE CONTROL SPEED BOX UP LIGHT | TBD | TBD | - | 2400-JIG-01-CP | DO | DSOT-DW-2400-IC-8022 | N/A |  |  | PME010 | I&C Contractor | I&C Contractor | [7 empty] | INSTRUMENT INCLUDED
1 | 2400-SLU-2401 | 2400 | SLU |  | 400-VIS-02 | FINE JIG CONCENTRATE SCREEN #2 | SPEED UP LIGHT | TBD | TBD | - | 2400-JIG-02-CP | DO | DSOT-DW-2400-IC-8024 | N/A |  |  | PME010 | OEM | OEM | [7 empty] | INSTRUMENT INCLUDED
1 | 2400-SSH-2815 | 2400 | SSH |  | 400-ROM-01 | ROD MILL | SPEED SWITCH HIGH | TBD | TBD | - | 2200-PLC-01 | DI | DSOT-DW-2400-IC-8028 | N/A | DSOT-DW-2400-IC-8708 | 2400-ROM-01-JB-01 | PST002 | I&C Contractor | I&C Contractor | 2200-RIO-02 | 0 | 6 | 2 |  | 400-ROM-01-Inch Drive High Speed (NOT) |  | DSOT-VP-2450-M2-0144-0117
1 | 2400-SSL-2203 | 2400 | SSL |  | 400-CVO-01 | JIGS CONCENTRATRE CONVEYOR | LOW SPEED SWITCH | TBD | TBD | - | 2200-PLC-01 | DI | DSOT-DW-2400-IC-8022 | N/A | DSOT-DW-2400-IC-8158 | 2400-CVO-01-JBD-01 | TS Manuf. | I&C Contractor | I&C Contractor | 2200-RIO-02 | 0 | 3 | 10 |  | 400-CVO-01-Conv. Low Speed (NOT)
1 | 2400-SSL-2204 | 2400 | SSL |  | 400-CVO-02 | JIGS CONCENTRATRE TRANSFER CONVEYOR | LOW SPEED SWITCH | TBD | TBD | - | 2200-PLC-01 | DI | DSOT-DW-2400-IC-8022 | N/A | DSOT-DW-2400-IC-8159 | 2400-CVO-02-JBD-01 | TS Manuf. | I&C Contractor | I&C Contractor | 2200-RIO-03 | 0 | 1 | 11 |  | 400-CVO-02-Conv. Low Speed (NOT)
1 | 2400-SSL-2205 | 2400 | SSL |  | 400-CVO-03 | JIGS REFUSE CONVEYOR | LOW SPEED SWITCH | TBD | TBD | - | 2200-PLC-01 | DI | DSOT-DW-2400-IC-8022 | N/A | DSOT-DW-2400-IC-8160 | 2400-CVO-03-JBD-01 | TS Manuf. | I&C Contractor | I&C Contractor | 2200-RIO-02 | 0 | 4 | 10 |  | 400-CVO-03-Conv. Low Speed (NOT)
3 | 2400-ST-2201 | 2400 | ST |  | 400-VIS-01 | FINE JIG CONCENTRATE SCREEN #1 | SPEED FEEDBACK |  |  |  | 2200-PLC-01 | AI | DSOT-DW-2400-IC-8022 | N/A | DSOT-DW-2400-IC-8704 | 2400-VIS-01-CP | OEM | OEM | I&C Contractor | 2200-RIO-02 | 1 | 8 | 0 |  | 400-VIS-01-Screen Speed
3 | 2400-ST-2401 | 2400 | ST |  | 400-VIS-02 | FINE JIG TAILING SCREEN #1 | SPEED FEEDBACK |  |  |  | 2200-PLC-01 | AI | DSOT-DW-2400-IC-8024 | N/A | DSOT-DW-2400-IC-8712 | 2400-VIS-02-CP | OEM | OEM | I&C Contractor | 2200-RIO-02 | 1 | 8 | 1 |  | 400-VIS-02-Screen Speed
1 | 2400-SV-2912 | 2400 | SV |  | 400-ROM-01 | ROD MILL, GREASE LUBRIFICATION | SOLENOID VALVE | TBD | TBD | - | 2200-PLC-01 | DO | DSOT-DW-2400-IC-8029 | N/A | DSOT-DW-2400-IC-8725 | 2400-LOU-02 | PST002 | I&C Contractor | I&C Contractor | 2200-RIO-02 | 0 | 10 | 3 |  | 400-ROM-01-Main Bear. Gr. Pump Air Val. Open Cmd. |  | DSOT-VP-2450-M2-0144-0117
3 | 2400-SV-2918 | 2400 | SV |  | 400-ROM-01 | ROD MILL, GEAR SPRAY SYS. | SOLENOID VALVE | TBD | TBD | - | 2200-PLC-01 | DO | DSOT-DW-2400-IC-8029 | N/A | DSOT-DW-2400-IC-8724 | 2400-LOU-01 | PST002 | I&C Contractor | I&C Contractor | 2200-RIO-02 | 0 | 10 | 4 |  | 400-ROM-01-Ring Gear Gr. Spray Air Val. Open Cmd. |  | DSOT-VP-2450-M2-0144-0117
3 | 2400-SV-2920 | 2400 | SV |  | 400-ROM-01 | ROD MILL, GEAR SPRAY SYS. | SOLENOID VALVE | TBD | TBD | - | 2200-PLC-01 | DO | DSOT-DW-2400-IC-8029 | N/A | DSOT-DW-2400-IC-8724 | 2400-LOU-01 | PST002 | I&C Contractor | I&C Contractor | 2200-RIO-02 | 0 | 10 | 6 |  | 400-ROM-01-Ring Gear Gr. Unloader Valve Open Cmd. |  | DSOT-VP-2450-M2-0144-0117
3 | 2400-SV-2923 | 2400 | SV |  | 400-ROM-01 | ROD MILL, GEAR SPRAY SYS. | SOLENOID VALVE | TBD | TBD | - | 2200-PLC-01 | DO | DSOT-DW-2400-IC-8029 | N/A | DSOT-DW-2400-IC-8724 | 2400-LOU-01 | PST002 | I&C Contractor | I&C Contractor | 2200-RIO-02 | 0 | 10 | 5 |  | 400-ROM-01-Ring Gear Gr. Pump Air Valve Open Cmd. |  | DSOT-VP-2450-M2-0144-0117
1 | 2400-SZ-2102 | 2400 | SZ |  | 400-VIF-01 | WIDE VIBRATING FEEDER #1 | SPEED REFERENCE | TBD | TBD | - | N/A | N/A | DSOT-DW-2400-IC-8021 | N/A |  |  | PME010 | OEM | OEM
1 | 2400-SZ-2201 | 2400 | SZ |  | 400-VIS-01 | FINE JIG CONCENTRATE SCREEN #1 | SPEED REFERENCE | TBD | TBD | - | 2200-PLC-01 | AI | DSOT-DW-2400-IC-8022 | N/A | DSOT-DW-2400-IC-8703 | 2400-JIG-01-CP | AECOM | I&C Contractor | I&C Contractor | 2200-RIO-02 | 1 | 7 | 5 |  | 400-VIS-01-Screen Speed Reference
1 | 2400-SZ-2302 | 2400 | SZ | [7 empty] | N/A | N/A |  | N/A
1 | 2400-SZ-2401 | 2400 | SZ |  | 400-VIS-02 | FINE JIG TAILING SCREEN #1 | SPEED REFERENCE | TBD | TBD | - | 2200-PLC-01 | AI | DSOT-DW-2400-IC-8024 | N/A | DSOT-DW-2400-IC-8711 | 2400-JIG-02-CP | AECOM | I&C Contractor | I&C Contractor | 2200-RIO-02 | 1 | 7 | 6 |  | 400-VIS-02-Screen Speed Reference
1 | 2400-SZ-2516 | 2400 | SZ |  | 400-SLP-04 | JIGS SCREENS HUTCH WATER PUMP | SPEED REFERENCE | TBD | TBD | - | 2200-PLC-01 | SOFT | DSOT-DW-2400-IC-8025 | N/A |  |  | AECOM | I&C Contractor | I&C Contractor
1 | 2400-SZ-2517 | 2400 | SZ |  | 400-SLP-02 | JIGS SCREENS HUTCH WATER PUMP | SPEED REFERENCE | TBD | TBD | - | 2200-PLC-01 | SOFT | DSOT-DW-2400-IC-8025 | N/A |  |  | AECOM | I&C Contractor | I&C Contractor
1 | 2400-SZ-2602 | 2400 | SZ |  | 400-BAM-01 | BALL MILL | SPEED REFERENCE | TBD | TBD | - | 2200-PLC-01 | SOFT | DSOT-DW-2400-IC-8026 | N/A |  |  | PME015 | I&C Contractor | I&C Contractor
1 | 2400-TE-2117 | 2400 | TE |  | 400-BLO-01 | JIG AIR BLOWER #1 | GEAR BOX & MOTOR SHAFT TEMP. ELEMENT | TBD | TBD | - | N/A | N/A | DSOT-DW-2400-IC-8021 | N/A |  |  | PME010 | I&C Contractor | I&C Contractor
1 | 2400-TE-2317 | 2400 | TE |  | 400-BLO-02 | JIG AIR BLOWER #2 | GEAR BOX & MOTOR SHAFT TEMPERATURE ELEMENT | TBD | TBD | - | N/A | N/A | DSOT-DW-2400-IC-8023 | N/A |  |  | PME010 | I&C Contractor | I&C Contractor
1 | 2400-TE-2603 | 2400 | TE | RTD | 400-BAM-01 | BALL MILL | GEAR BOX OIL TEMPERATURE ELEMENT | WIKA | TR10 - 1/4" BSPP | - | N/A | N/A | DSOT-DW-2400-IC-8026 | N/A |  |  | PME015 | OEM | OEM
1 | 2400-TE-2605 | 2400 | TE | RTD | 400-BAM-01 | BALL MILL | GEAR BOX OIL TEMPERATURE ELEMENT | WIKA | TR10 - 1/4" BSPP | - | N/A | N/A | DSOT-DW-2400-IC-8026 | N/A |  |  | PME015 | OEM | OEM
1 | 2400-TE-2607 | 2400 | TE | RTD | 400-BAM-01 | BALL MILL | GEAR BOX OIL TEMPERATURE ELEMENT | WIKA | TR10 - 1/4" BSPP | - | N/A | N/A | DSOT-DW-2400-IC-8026 | N/A |  |  | PME015 | OEM | OEM
1 | 2400-TE-2609 | 2400 | TE | RTD | 400-BAM-01 | BALL MILL | GEAR BOX OIL TEMPERATURE ELEMENT | WIKA | TR10 - 1/4" BSPP | - | N/A | N/A | DSOT-DW-2400-IC-8026 | N/A |  |  | PME015 | OEM | OEM
1 | 2400-TE-2803 | 2400 | TE |  | 400-ROM-01 | ROD MILL | TEMPERATURE ELEMENT | TBD | TBD | - | N/A | N/A | DSOT-DW-2400-IC-8028 | N/A |  |  | PST002 | OEM | OEM
1 | 2400-TE-2804 | 2400 | TE |  | 400-ROM-01 | ROD MILL | TEMPERATURE ELEMENT | TBD | TBD | - | N/A | N/A | DSOT-DW-2400-IC-8028 | N/A |  |  | PST002 | OEM | OEM
1 | 2400-TE-2805 | 2400 | TE |  | 400-ROM-01 | ROD MILL | TEMPERATURE ELEMENT | TBD | TBD | - | N/A | N/A | DSOT-DW-2400-IC-8028 | N/A |  |  | PST002 | OEM | OEM
1 | 2400-TE-2806 | 2400 | TE |  | 400-ROM-01 | ROD MILL | TEMPERATURE ELEMENT | TBD | TBD | - | N/A | N/A | DSOT-DW-2400-IC-8028 | N/A |  |  | PST002 | OEM | OEM
1 | 2400-TE-2807 | 2400 | TE |  | 400-ROM-01 | ROD MILL | TEMPERATURE ELEMENT | TBD | TBD | - | N/A | N/A | DSOT-DW-2400-IC-8028 | N/A |  |  | PST002 | OEM | OEM
1 | 2400-TE-2808 | 2400 | TE |  | 400-ROM-01 | ROD MILL | TEMPERATURE ELEMENT | TBD | TBD | - | N/A | N/A | DSOT-DW-2400-IC-8028 | N/A |  |  | PST002 | OEM | OEM
1 | 2400-TE-2809 | 2400 | TE |  | 400-ROM-01 | ROD MILL | TEMPERATURE ELEMENT | TBD | TBD | - | N/A | N/A | DSOT-DW-2400-IC-8028 | N/A |  |  | PST002 | OEM | OEM
1 | 2400-TE-2810 | 2400 | TE |  | 400-ROM-01 | ROD MILL | TEMPERATURE ELEMENT | TBD | TBD | - | N/A | N/A | DSOT-DW-2400-IC-8028 | N/A |  |  | PST002 | OEM | OEM
3 | 2400-TE-2811 | 2400 | TE |  | 400-ROM-01 | ROD MILL | TEMPERATURE ELEMENT | TBD | TBD | - | N/A | N/A | DSOT-DW-2400-IC-8028 | N/A | DSOT-VP-2450-ME-0144-0118 | 2400-ROM-01-JB-02 | PST002 | OEM | OEM
3 | 2400-TE-2813 | 2400 | TE |  | 400-ROM-01 | ROD MILL | TEMPERATURE ELEMENT | TBD | TBD | - | N/A | N/A | DSOT-DW-2400-IC-8028 | N/A | DSOT-VP-2450-ME-0144-0118 | 2400-ROM-01-JB-02 | PST002 | OEM | OEM
3 | 2400-TE-2816 | 2400 | TE |  | 400-ROM-01 | ROD MILL | TEMPERATURE ELEMENT | TBD | TBD | - | N/A | N/A | DSOT-DW-2400-IC-8028 | N/A | DSOT-VP-2450-ME-0144-0118 | 2400-ROM-01-JB-02 | PST002 | OEM | OEM
3 | 2400-TE-2817 | 2400 | TE |  | 400-ROM-01 | ROD MILL | TEMPERATURE ELEMENT | TBD | TBD | - | N/A | N/A | DSOT-DW-2400-IC-8028 | N/A | DSOT-VP-2450-ME-0144-0118 | 2400-ROM-01-JB-02 | PST002 | OEM | OEM
3 | 2400-TE-2819 | 2400 | TE |  | 400-ROM-01 | ROD MILL | TEMPERATURE ELEMENT | TBD | TBD | - | N/A | N/A | DSOT-DW-2400-IC-8028 | N/A | DSOT-VP-2450-ME-0144-0118 | 2400-ROM-01-JB-02 | PST002 | OEM | OEM
3 | 2400-TE-2820 | 2400 | TE |  | 400-ROM-01 | ROD MILL | TEMPERATURE ELEMENT | TBD | TBD | - | N/A | N/A | DSOT-DW-2400-IC-8028 | N/A | DSOT-VP-2450-ME-0144-0118 | 2400-ROM-01-JB-02 | PST002 | OEM | OEM
1 | 2400-TE-2821 | 2400 | TE |  | 400-ROM-01 | ROD MILL | TEMPERATURE ELEMENT | TBD | TBD | - | N/A | N/A | DSOT-DW-2400-IC-8028 | N/A | DSOT-VP-2450-M2-0144-0117 | 2400-ROM-01-JB-01 | PST002 | OEM | OEM
1 | 2400-TE-2824 | 2400 | TE |  | 400-ROM-01 | ROD MILL | TEMPERATURE ELEMENT | TBD | TBD | - | N/A | N/A | DSOT-DW-2400-IC-8028 | N/A | DSOT-VP-2450-M2-0144-0117 | 2400-ROM-01-JB-01 | PST002 | OEM | OEM
1 | 2400-TE-2827 | 2400 | TE |  | 400-ROM-01 | ROD MILL | TEMPERATURE ELEMENT | TBD | TBD | - | N/A | N/A | DSOT-DW-2400-IC-8028 | N/A | DSOT-VP-2450-M2-0144-0117 | 2400-ROM-01-JB-01 | PST002 | OEM | OEM
1 | 2400-TE-2828 | 2400 | TE |  | 400-ROM-01 | ROD MILL | TEMPERATURE ELEMENT | TBD | TBD | - | N/A | N/A | DSOT-DW-2400-IC-8028 | N/A | DSOT-VP-2450-M2-0144-0117 | 2400-ROM-01-JB-01 | PST002 | OEM | OEM
1 | 2400-TE-2907 | 2400 | TE |  | 400-ROM-01 | ROD MILL | TEMPERATURE ELEMENT | TBD | TBD | - | N/A | N/A | DSOT-DW-2400-IC-8029 | N/A | DSOT-VP-2450-M2-0144-0118 | 2400-ROM-01-JB-02 | PST002 | OEM | OEM
1 | 2400-TI-2902 | 2400 | TI |  | 400-ROM-01 | ROD MILL | TEMPERATURE INDICATOR | TBD | TBD | - | N/A | N/A | DSOT-DW-2400-IC-8029 | N/A |  |  | PST002 | I&C Contractor | N/A
0 | 2400-TSH-2120 | 2400 | TSH |  | 400-HPP-01 | JIG HYDRAULIC UNIT #1 | HIGH TEMPERATURE SWITCH | TBD | TBD | - | 2400-JIG-01-CP | DI | DSOT-DW-2400-IC-8021 | N/A | 10-4-018414 3/37 | 2400-HPP-01-JB-01 | PME010 | OEM | OEM
1 | 2400-TSH-2127 | 2400 | TSH |  | 400-HPP-01 | JIG HYDRAULIC UNIT #1 | HIGH TEMPERATURE SWITCH | TBD | TBD | - | N/A | N/A | DSOT-DW-2400-IC-8021 | N/A |  |  | PME010 | OEM | OEM | [7 empty] | INTERNAL SIGNAL
1 | 2400-TSH-2320 | 2400 | TSH |  | 400-HPP-02 | JIG HYDRAULIC UNIT #2 | HIGH TEMPERATURE SWITCH | TBD | TBD | - | 2400-JIG-02-CP | DI | DSOT-DW-2400-IC-8023 | N/A | 10-4-018414 3/37 | 2400-HPP-01-JB-02 | PME010 | OEM | OEM
1 | 2400-TSH-2327 | 2400 | TSH |  | 400-HPP-02 | JIG HYDRAULIC UNIT #2 | HIGH TEMPERATURE SWITCH | TBD | TBD | - | N/A | N/A | DSOT-DW-2400-IC-8023 | N/A |  |  | PME010 | OEM | OEM | [7 empty] | INTERNAL SIGNAL
3 | 2400-TSH-2905 | 2400 | TSH |  | 400-ROM-01 | ROD MILL | TEMPERATURE SWITCH HIGH | TBD | TBD | - | 2200-PLC-01 | DI | DSOT-DW-2400-IC-8029 | N/A | DSOT-DW-2400-IC-8709 | 2400-ROM-01-JB-02 | PST002 | I&C Contractor | I&C Contractor | 2200-RIO-02 | 0 | 5 | 10 |  | 400-ROM-01-Gearbox Lube Oil High Temperature (NOT) |  | DSOT-VP-2450-M2-0144-0118
1 | 2400-TSHH-2120 | 2400 | TSHH |  | 400-HPP-01 | JIG HYDRAULIC UNIT #1 | HIGH HIGH TEMPERATURE SWITCH | TBD | TBD | - | 2400-JIG-01-CP | DI | DSOT-DW-2400-IC-8021 | N/A |  |  | PME010 | OEM | OEM
1 | 2400-TSHH-2320 | 2400 | TSHH |  | 400-HPP-02 | JIG HYDRAULIC UNIT #2 | HIGH HIGHT TEMPERATURE SWITCH | TBD | TBD | - | 2400-JIG-02-CP | DI | DSOT-DW-2400-IC-8023 | N/A |  |  | PME010 | OEM | OEM
1 | 2400-TSL-2127 | 2400 | TSL |  | 400-HPP-01 | JIG HYDRAULIC UNIT #1 | LOW TEMPERATURE SWITCH | TBD | TBD | - | N/A | N/A | DSOT-DW-2400-IC-8021 | N/A |  |  | PME010 | OEM | OEM | [7 empty] | INTERNAL SIGNAL
1 | 2400-TSL-2327 | 2400 | TSL |  | 400-HPP-02 | JIG HYDRAULIC UNIT #2 | LOW TEMPERATURE SWITCH | TBD | TBD | - | N/A | N/A | DSOT-DW-2400-IC-8023 | N/A |  |  | PME010 | OEM | OEM | [7 empty] | INTERNAL SIGNAL
1 | 2400-TSL-2906 | 2400 | TSL |  | 400-ROM-01 | ROD MILL | TEMPERATURE SWITCH LOW | TBD | TBD | - | 2200-PLC-01 | DI | DSOT-DW-2400-IC-8029 | N/A | DSOT-DW-2400-IC-8708 | 2400-ROM-01-JB-01 | PST002 | I&C Contractor | I&C Contractor | 2200-RIO-02 | 0 | 6 | 3 |  | 400-ROM-01-Gearbox Lube Oil Low Temperature (NOT) |  | DSOT-VP-2450-M2-0144-0117
1 | 2400-TT-2603 | 2400 | TT |  | 400-BAM-01 | BALL MILL | GEAR BOX TEMPERATURE TRANSMITTER | WIKA | TR32 | - | 2200-PLC-01 | AI | DSOT-DW-2400-IC-8026 | N/A | DSOT-DW-2400-IC-8710 | 2400-BAM-01-JBA-01 | PME015 | OEM | OEM | 2200-RIO-03 | 1 | 3 | 0 |  | 400-BAM-01-Gearbox Oil Temperature |  | DSOT-VP-2440-ME-0143-0007
1 | 2400-TT-2605 | 2400 | TT |  | 400-BAM-01 | BALL MILL | GEAR BOX TEMPERATURE TRANSMITTER | WIKA | TR32 | - | 2200-PLC-01 | AI | DSOT-DW-2400-IC-8026 | N/A | DSOT-DW-2400-IC-8710 | 2400-BAM-01-JBA-01 | PME015 | OEM | OEM | 2200-RIO-03 | 1 | 5 | 2 |  | 400-BAM-01-Gearbox Oil Temperature |  | DSOT-VP-2440-ME-0143-0007
1 | 2400-TT-2607 | 2400 | TT |  | 400-BAM-01 | BALL MILL | GEAR BOX TEMPERATURE TRANSMITTER | WIKA | TR32 | - | 2200-PLC-01 | AI | DSOT-DW-2400-IC-8026 | N/A | DSOT-DW-2400-IC-8710 | 2400-BAM-01-JBA-01 | PME015 | OEM | OEM | 2200-RIO-03 | 1 | 3 | 1 |  | 400-BAM-01-Gearbox Oil Temperature |  | DSOT-VP-2440-ME-0143-0007
1 | 2400-TT-2609 | 2400 | TT |  | 400-BAM-01 | BALL MILL | GEAR BOX TEMPERATURE TRANSMITTER | WIKA | TR32 | - | 2200-PLC-01 | AI | DSOT-DW-2400-IC-8026 | N/A | DSOT-DW-2400-IC-8710 | 2400-BAM-01-JBA-01 | PME015 | OEM | OEM | 2200-RIO-03 | 1 | 5 | 3 |  | 400-BAM-01-Gearbox Oil Temperature |  | DSOT-VP-2440-ME-0143-0007
3 | 2400-TT-2811 | 2400 | TT |  | 400-ROM-01 | ROD MILL | TEMPERATURE TRANSMITTER | - | - | - | 2200-PLC-01 | AI | DSOT-DW-2400-IC-8028 | N/A | DSOT-DW-2400-IC-8709 | 2400-ROM-01-JB-02 | PST002 | OEM | OEM | 2200-RIO-02 | 1 | 5 | 0 |  | 400-ROM-01-Gearbox Feed End High Bearing Temp. |  | DSOT-VP-2450-M2-0144-0118
3 | 2400-TT-2813 | 2400 | TT |  | 400-ROM-01 | ROD MILL | TEMPERATURE TRANSMITTER | - | - | - | 2200-PLC-01 | AI | DSOT-DW-2400-IC-8028 | N/A | DSOT-DW-2400-IC-8709 | 2400-ROM-01-JB-02 | PST002 | OEM | OEM | 2200-RIO-02 | 1 | 5 | 1 |  | 400-ROM-01-Gearbox Dis. End High Bearing Temp. |  | DSOT-VP-2450-M2-0144-0118
3 | 2400-TT-2816 | 2400 | TT |  | 400-ROM-01 | ROD MILL | TEMPERATURE TRANSMITTER | - | - | - | 2200-PLC-01 | AI | DSOT-DW-2400-IC-8028 | N/A | DSOT-DW-2400-IC-8709 | 2400-ROM-01-JB-02 | PST002 | OEM | OEM | 2200-RIO-02 | 1 | 5 | 2 |  | 400-ROM-01-Gearbox Feed End Int. Bearing Temp. |  | DSOT-VP-2450-M2-0144-0118
3 | 2400-TT-2817 | 2400 | TT |  | 400-ROM-01 | ROD MILL | TEMPERATURE TRANSMITTER | - | - | - | 2200-PLC-01 | AI | DSOT-DW-2400-IC-8028 | N/A | DSOT-DW-2400-IC-8709 | 2400-ROM-01-JB-02 | PST002 | OEM | OEM | 2200-RIO-02 | 1 | 5 | 3 |  | 400-ROM-01-Gearbox Feed End Low Bearing Temp. |  | DSOT-VP-2450-M2-0144-0118
3 | 2400-TT-2819 | 2400 | TT |  | 400-ROM-01 | ROD MILL | TEMPERATURE TRANSMITTER | - | - | - | 2200-PLC-01 | AI | DSOT-DW-2400-IC-8028 | N/A | DSOT-DW-2400-IC-8709 | 2400-ROM-01-JB-02 | PST002 | OEM | OEM | 2200-RIO-02 | 1 | 5 | 4 |  | 400-ROM-01-Gearbox Dis. End Low Bearing Temp. |  | DSOT-VP-2450-M2-0144-0118
3 | 2400-TT-2820 | 2400 | TT |  | 400-ROM-01 | ROD MILL | TEMPERATURE TRANSMITTER | - | - | - | 2200-PLC-01 | AI | DSOT-DW-2400-IC-8028 | N/A | DSOT-DW-2400-IC-8709 | 2400-ROM-01-JB-02 | PST002 | OEM | OEM | 2200-RIO-02 | 1 | 5 | 5 |  | 400-ROM-01-Gearbox Dis. End Int. Bearing Temp. |  | DSOT-VP-2450-M2-0144-0118
1 | 2400-TT-2821 | 2400 | TT |  | 400-ROM-01 | ROD MILL | TEMPERATURE TRANSMITTER | - | - | - | 2200-PLC-01 | AI | DSOT-DW-2400-IC-8028 | N/A | DSOT-DW-2400-IC-8708 | 2400-ROM-01-JB-01 | PST002 | OEM | OEM | 2200-RIO-02 | 1 | 6 | 0 |  | 400-ROM-01-Feed End Pinion Bearing Temperature |  | DSOT-VP-2450-M2-0144-0117
1 | 2400-TT-2824 | 2400 | TT |  | 400-ROM-01 | ROD MILL | TEMPERATURE TRANSMITTER | - | - | - | 2200-PLC-01 | AI | DSOT-DW-2400-IC-8028 | N/A | DSOT-DW-2400-IC-8708 | 2400-ROM-01-JB-01 | PST002 | OEM | OEM | 2200-RIO-02 | 1 | 6 | 1 |  | 400-ROM-01-Disch. End Pinion Bearing Temperature |  | DSOT-VP-2450-M2-0144-0117
1 | 2400-TT-2827 | 2400 | TT |  | 400-ROM-01 | ROD MILL | TEMPERATURE TRANSMITTER | - | - | - | 2200-PLC-01 | AI | DSOT-DW-2400-IC-8028 | N/A | DSOT-DW-2400-IC-8708 | 2400-ROM-01-JB-01 | PST002 | OEM | OEM | 2200-RIO-02 | 1 | 6 | 2 |  | 400-ROM-01-Feed End Main Bearing Temperature |  | DSOT-VP-2450-M2-0144-0117
1 | 2400-TT-2828 | 2400 | TT |  | 400-ROM-01 | ROD MILL | TEMPERATURE TRANSMITTER | - | - | - | 2200-PLC-01 | AI | DSOT-DW-2400-IC-8028 | N/A | DSOT-DW-2400-IC-8708 | 2400-ROM-01-JB-01 | PST002 | OEM | OEM | 2200-RIO-02 | 1 | 6 | 3 |  | 400-ROM-01-Discharge End Main Bearing Temperature |  | DSOT-VP-2450-M2-0144-0117
1 | 2400-TT-2907 | 2400 | TT |  | 400-ROM-01 | ROD MILL | TEMPERATURE TRANSMITTER | - | - | - | 2200-PLC-01 | AI | DSOT-DW-2400-IC-8029 | N/A | DSOT-DW-2400-IC-8709 | 2400-ROM-01-JB-02 | PST002 | OEM | OEM | 2200-RIO-02 | 1 | 5 | 6 |  | 400-ROM-01-Gearbox Sump Oil Temperature |  | DSOT-VP-2450-M2-0144-0118
1 | 2400-UL-2145 | 2400 | UL |  | 400-JIG-01 | FINE JIG #1 | REMOTE CONTROL BOX DISCHARGE FAULT LIGHT | TBD | TBD | - | 2400-JIG-01-CP | DO | DSOT-DW-2400-IC-8021 | N/A |  |  | PME010 | OEM | OEM
1 | 2400-UL-2153 | 2400 | UL |  | 400-JIG-01 | FINE JIG #1 | REMOTE CONTROL BOX DISCHARGE FAULT LIGHT | TBD | TBD | - | 2400-JIG-01-CP | DO | DSOT-DW-2400-IC-8021 | N/A |  |  | PME010 | OEM | OEM | [7 empty] | INSTRUMENT INCLUDED
1 | 2400-UL-2161 | 2400 | UL |  | 400-JIG-01 | FINE JIG #1 | REMOTE CONTROL BOX FAULT LIGHT | TBD | TBD | - | 2400-JIG-01-CP | DO | DSOT-DW-2400-IC-8021 | N/A |  |  | PME010 | OEM | OEM | [7 empty] | INSTRUMENT INCLUDED
1 | 2400-UL-2201 | 2400 | UL |  | 400-VIS-01 | FINE JIG CONCENTRATE SCREEN #1 | REMOTE CONTROL BOX FAULT LIGHT | TBD | TBD | - | 2400-JIG-01-CP | DO | DSOT-DW-2400-IC-8022 | N/A |  |  | PME010 | I&C Contractor | I&C Contractor | [7 empty] | INSTRUMENT INCLUDED
1 | 2400-UL-2345 | 2400 | UL |  | 400-JIG-02 | FINE JIG #2 | REMOTE CONTROL BOX DISCHARGE FAULT LIGHT | TBD | TBD | - | 2400-JIG-02-CP | DO | DSOT-DW-2400-IC-8023 | N/A |  |  | PME010 | OEM | OEM | [7 empty] | INSTRUMENT INCLUDED
1 | 2400-UL-2353 | 2400 | UL |  | 400-JIG-02 | FINE JIG #2 | REMOTE CONTROL BOX DISCHARGE FAULT LIGHT | TBD | TBD | - | 2400-JIG-02-CP | DO | DSOT-DW-2400-IC-8023 | N/A |  |  | PME010 | OEM | OEM | [7 empty] | INSTRUMENT INCLUDED
1 | 2400-UL-2361 | 2400 | UL |  | 400-JIG-02 | FINE JIG #2 | REMOTE CONTROL BOX FAULT LIGHT | TBD | TBD | - | 2400-JIG-02-CP | DO | DSOT-DW-2400-IC-8023 | N/A |  |  | PME010 | OEM | OEM
1 | 2400-UL-2401 | 2400 | UL |  | 400-VIS-02 | FINE JIG CONCENTRATE SCREEN #2 | REMOTE CONTROL BOX FAUL LIGHT | TBD | TBD | - | 2400-JIG-02-CP | DO | DSOT-DW-2400-IC-8024 | N/A |  |  | PME010 | OEM | OEM | [7 empty] | INSTRUMENT INCLUDED
0 | 2400-UL-2602A | 2400 | UL |  | 400-BAM-01 | BALL MILL | TRIP LIGHT | TBD | TBD | - | TBD | DO | DSOT-DW-2400-IC-8026 | N/A |  |  | PME015 | OEM | OEM
0 | 2400-UL-2602B | 2400 | UL |  | 400-BAM-01 | BALL MILL | TRIP LIGHT | TBD | TBD | - | TBD | DO | DSOT-DW-2400-IC-8026 | N/A |  |  | PME015 | OEM | OEM
1 | 2400-UL-2831K | 2400 | UL |  | 400-VFD-02 | ROD MILL | REMOTE CONTROL BOX FAULT LIGHT | TBD | TBD | - | N/A | N/A | DSOT-DW-2400-IC-8028 | N/A |  |  | PST002 | OEM | OEM | [5 empty] | 400-VFD-02, ROD MILL, REMOTE CONTROL BOX FAULT LIGHT
1 | 2400-UL-2831L | 2400 | UL |  | 400-HK-2831 | ROD MILL | REMOTE CONTROL BOX FAULT LIGHT | TBD | TBD | - | 2200-PLC-01 | DO | DSOT-DW-2400-IC-8028 | N/A |  |  | PST002 | OEM | OEM | [5 empty] | 400-HK-2831, ROD MILL, REMOTE CONTROL BOX FAULT LIGHT
1 | 2400-VE-2603A | 2400 | VE |  | 400-BAM-01 | BALL MILL | VIBRATION ELEMENT | PCB PIEZOTRONICS | 603C01 | - | N/A | N/A | DSOT-DW-2400-IC-8026 | N/A |  |  | PME015 | OEM | OEM
1 | 2400-VE-2603B | 2400 | VE |  | 400-BAM-01 | BALL MILL | VIBRATION ELEMENT | PCB PIEZOTRONICS | 603C01 | - | N/A | N/A | DSOT-DW-2400-IC-8026 | N/A |  |  | PME015 | OEM | OEM
1 | 2400-VE-2605A | 2400 | VE |  | 400-BAM-01 | BALL MILL | VIBRATION ELEMENT | PCB PIEZOTRONICS | 603C01 | - | N/A | N/A | DSOT-DW-2400-IC-8026 | N/A |  |  | PME015 | OEM | OEM
1 | 2400-VE-2605B | 2400 | VE |  | 400-BAM-01 | BALL MILL | VIBRATION ELEMENT | PCB PIEZOTRONICS | 603C01 | - | N/A | N/A | DSOT-DW-2400-IC-8026 | N/A |  |  | PME015 | OEM | OEM
1 | 2400-VE-2607A | 2400 | VE |  | 400-BAM-01 | BALL MILL | VIBRATION ELEMENT | PCB PIEZOTRONICS | 603C01 | - | N/A | N/A | DSOT-DW-2400-IC-8026 | N/A |  |  | PME015 | OEM | OEM
1 | 2400-VE-2607B | 2400 | VE |  | 400-BAM-01 | BALL MILL | VIBRATION ELEMENT | PCB PIEZOTRONICS | 603C01 | - | N/A | N/A | DSOT-DW-2400-IC-8026 | N/A |  |  | PME015 | OEM | OEM
1 | 2400-VE-2609A | 2400 | VE |  | 400-BAM-01 | BALL MILL | VIBRATION ELEMENT | PCB PIEZOTRONICS | 603C01 | - | N/A | N/A | DSOT-DW-2400-IC-8026 | N/A |  |  | PME015 | OEM | OEM
1 | 2400-VE-2609B | 2400 | VE |  | 400-BAM-01 | BALL MILL | VIBRATION ELEMENT | PCB PIEZOTRONICS | 603C01 | - | N/A | N/A | DSOT-DW-2400-IC-8026 | N/A |  |  | PME015 | OEM | OEM
1 | 2400-VE-2801 | 2400 | VE |  | 400-ROM-01 | ROD MILL | VIBRATION ELEMENT | TBD | TBD | - | N/A | N/A | DSOT-DW-2400-IC-8028 | N/A | DSOT-VP-2450-M2-0144-0117 | 2400-ROM-01-JB-01 | PST002 | OEM | OEM
1 | 2400-VE-2802 | 2400 | VE |  | 400-ROM-01 | ROD MILL | VIBRATION ELEMENT | TBD | TBD | - | N/A | N/A | DSOT-DW-2400-IC-8028 | N/A | DSOT-VP-2450-M2-0144-0117 | 2400-ROM-01-JB-01 | PST002 | OEM | OEM
1 | 2400-VE-2812 | 2400 | VE |  | 400-ROM-01 | ROD MILL | VIBRATION ELEMENT | TBD | TBD | - | N/A | N/A | DSOT-DW-2400-IC-8028 | N/A | DSOT-VP-2450-M2-0144-0117 | 2400-ROM-01-JB-01 | PST002 | OEM | OEM
1 | 2400-VE-2818 | 2400 | VE |  | 400-ROM-01 | ROD MILL | VIBRATION ELEMENT | TBD | TBD | - | N/A | N/A | DSOT-DW-2400-IC-8028 | N/A | DSOT-VP-2450-M2-0144-0117 | 2400-ROM-01-JB-01 | PST002 | OEM | OEM
1 | 2400-VE-2822 | 2400 | VE |  | 400-ROM-01 | ROD MILL | VIBRATION ELEMENT | TBD | TBD | - | N/A | N/A | DSOT-DW-2400-IC-8028 | N/A | DSOT-VP-2450-M2-0144-0117 | 2400-ROM-01-JB-01 | PST002 | OEM | OEM
1 | 2400-VE-2823 | 2400 | VE |  | 400-ROM-01 | ROD MILL | VIBRATION ELEMENT | TBD | TBD | - | N/A | N/A | DSOT-DW-2400-IC-8028 | N/A | DSOT-VP-2450-M2-0144-0117 | 2400-ROM-01-JB-01 | PST002 | OEM | OEM
1 | 2400-VE-2825 | 2400 | VE |  | 400-ROM-01 | ROD MILL | VIBRATION ELEMENT | TBD | TBD | - | N/A | N/A | DSOT-DW-2400-IC-8028 | N/A | DSOT-VP-2450-M2-0144-0117 | 2400-ROM-01-JB-01 | PST002 | OEM | OEM
1 | 2400-VE-2826 | 2400 | VE |  | 400-ROM-01 | ROD MILL | VIBRATION ELEMENT | TBD | TBD | - | N/A | N/A | DSOT-DW-2400-IC-8028 | N/A | DSOT-VP-2450-M2-0144-0117 | 2400-ROM-01-JB-01 | PST002 | OEM | OEM
1 | 2400-VI-2603A | 2400 | VI | ICP ACCELEROMETER | 400-BAM-01 | BALL MILL | VIBRATION TRANSMITTER | PCB PIEZOTRONICS | 603 | - | 2200-PLC-01 | AI | DSOT-DW-2400-IC-8026 | N/A | DSOT-DW-2400-IC-8710 | 2400-BAM-01-JBA-01 | PME015 | OEM | OEM | 2200-RIO-03 | 1 | 3 | 3 |  | 400-BAM-01-Overall Vibration |  | DSOT-VP-2440-ME-0143-0007
1 | 2400-VI-2603B | 2400 | VI | ICP ACCELEROMETER | 400-BAM-01 | BALL MILL | VIBRATION TRANSMITTER | PCB PIEZOTRONICS | 682A05 | - | 2200-PLC-01 | AI | DSOT-DW-2400-IC-8026 | N/A | DSOT-DW-2400-IC-8710 | 2400-BAM-01-JBA-01 | PME015 | OEM | OEM | 2200-RIO-03 | 1 | 3 | 5 |  | 400-BAM-01-Overall Vibration |  | DSOT-VP-2440-ME-0143-0007
1 | 2400-VI-2605A | 2400 | VI | ICP ACCELEROMETER | 400-BAM-01 | BALL MILL | VIBRATION TRANSMITTER | PCB PIEZOTRONICS | 682A05 | - | 2200-PLC-01 | AI | DSOT-DW-2400-IC-8026 | N/A | DSOT-DW-2400-IC-8710 | 2400-BAM-01-JBA-01 | PME015 | OEM | OEM | 2200-RIO-03 | 1 | 3 | 7 |  | 400-BAM-01-Overall Vibration |  | DSOT-VP-2440-ME-0143-0007
1 | 2400-VI-2605B | 2400 | VI | ICP ACCELEROMETER | 400-BAM-01 | BALL MILL | VIBRATION TRANSMITTER | PCB PIEZOTRONICS | 682A05 | - | 2200-PLC-01 | AI | DSOT-DW-2400-IC-8026 | N/A | DSOT-DW-2400-IC-8710 | 2400-BAM-01-JBA-01 | PME015 | OEM | OEM | 2200-RIO-03 | 1 | 4 | 1 |  | 400-BAM-01-Overall Vibration |  | DSOT-VP-2440-ME-0143-0007
1 | 2400-VI-2607A | 2400 | VI | ICP ACCELEROMETER | 400-BAM-01 | BALL MILL | VIBRATION TRANSMITTER | PCB PIEZOTRONICS | 682A05 | - | 2200-PLC-01 | AI | DSOT-DW-2400-IC-8026 | N/A | DSOT-DW-2400-IC-8710 | 2400-BAM-01-JBA-01 | PME015 | OEM | OEM | 2200-RIO-03 | 1 | 4 | 3 |  | 400-BAM-01-Overall Vibration |  | DSOT-VP-2440-ME-0143-0007
1 | 2400-VI-2607B | 2400 | VI | ICP ACCELEROMETER | 400-BAM-01 | BALL MILL | VIBRATION TRANSMITTER | PCB PIEZOTRONICS | 682A05 | - | 2200-PLC-01 | AI | DSOT-DW-2400-IC-8026 | N/A | DSOT-DW-2400-IC-8710 | 2400-BAM-01-JBA-01 | PME015 | OEM | OEM | 2200-RIO-03 | 1 | 4 | 5 |  | 400-BAM-01-Overall Vibration |  | DSOT-VP-2440-ME-0143-0007
1 | 2400-VI-2609A | 2400 | VI | ICP ACCELEROMETER | 400-BAM-01 | BALL MILL | VIBRATION TRANSMITTER | PCB PIEZOTRONICS | 682A05 | - | 2200-PLC-01 | AI | DSOT-DW-2400-IC-8026 | N/A | DSOT-DW-2400-IC-8710 | 2400-BAM-01-JBA-01 | PME015 | OEM | OEM | 2200-RIO-03 | 1 | 4 | 7 |  | 400-BAM-01-Overall Vibration |  | DSOT-VP-2440-ME-0143-0007
1 | 2400-VI-2609B | 2400 | VI | ICP ACCELEROMETER | 400-BAM-01 | BALL MILL | VIBRATION TRANSMITTER | PCB PIEZOTRONICS | 682A05 | - | 2200-PLC-01 | AI | DSOT-DW-2400-IC-8026 | N/A | DSOT-DW-2400-IC-8710 | 2400-BAM-01-JBA-01 | PME015 | OEM | OEM | 2200-RIO-03 | 1 | 5 | 1 |  | 400-BAM-01-Overall Vibration |  | DSOT-VP-2440-ME-0143-0007
1 | 2400-VIH-2603A | 2400 | VIH | ICP ACCELEROMETER | 400-BAM-01 | BALL MILL | PEAK VIBRATION TRANSMITTER | PCB PIEZOTRONICS | 603 | - | 2200-PLC-01 | AI | DSOT-DW-2400-IC-8026 | N/A | DSOT-DW-2400-IC-8710 | 2400-BAM-01-JBA-01 | PME015 | OEM | OEM | 2200-RIO-03 | 1 | 3 | 2 |  | 400-BAM-01-Peak Vibration |  | DSOT-VP-2440-ME-0143-0007
1 | 2400-VIH-2603B | 2400 | VIH | ICP ACCELEROMETER | 400-BAM-01 | BALL MILL | PEAK VIBRATION TRANSMITTER | PCB PIEZOTRONICS | 682A05 | - | 2200-PLC-01 | AI | DSOT-DW-2400-IC-8026 | N/A | DSOT-DW-2400-IC-8710 | 2400-BAM-01-JBA-01 | PME015 | OEM | OEM | 2200-RIO-03 | 1 | 3 | 4 |  | 400-BAM-01-Peak Vibration |  | DSOT-VP-2440-ME-0143-0007
1 | 2400-VIH-2605A | 2400 | VIH | ICP ACCELEROMETER | 400-BAM-01 | BALL MILL | PEAK VIBRATION TRANSMITTER | PCB PIEZOTRONICS | 682A05 | - | 2200-PLC-01 | AI | DSOT-DW-2400-IC-8026 | N/A | DSOT-DW-2400-IC-8710 | 2400-BAM-01-JBA-01 | PME015 | OEM | OEM | 2200-RIO-03 | 1 | 3 | 6 |  | 400-BAM-01-Peak Vibration |  | DSOT-VP-2440-ME-0143-0007
1 | 2400-VIH-2605B | 2400 | VIH | ICP ACCELEROMETER | 400-BAM-01 | BALL MILL | PEAK VIBRATION TRANSMITTER | PCB PIEZOTRONICS | 682A05 | - | 2200-PLC-01 | AI | DSOT-DW-2400-IC-8026 | N/A | DSOT-DW-2400-IC-8710 | 2400-BAM-01-JBA-01 | PME015 | OEM | OEM | 2200-RIO-03 | 1 | 4 | 0 |  | 400-BAM-01-Peak Vibration |  | DSOT-VP-2440-ME-0143-0007
1 | 2400-VIH-2607A | 2400 | VIH | ICP ACCELEROMETER | 400-BAM-01 | BALL MILL | PEAK VIBRATION TRANSMITTER | PCB PIEZOTRONICS | 682A05 | - | 2200-PLC-01 | AI | DSOT-DW-2400-IC-8026 | N/A | DSOT-DW-2400-IC-8710 | 2400-BAM-01-JBA-01 | PME015 | OEM | OEM | 2200-RIO-03 | 1 | 4 | 2 |  | 400-BAM-01-Peak Vibration |  | DSOT-VP-2440-ME-0143-0007
1 | 2400-VIH-2607B | 2400 | VIH | ICP ACCELEROMETER | 400-BAM-01 | BALL MILL | PEAK VIBRATION TRANSMITTER | PCB PIEZOTRONICS | 682A05 | - | 2200-PLC-01 | AI | DSOT-DW-2400-IC-8026 | N/A | DSOT-DW-2400-IC-8710 | 2400-BAM-01-JBA-01 | PME015 | OEM | OEM | 2200-RIO-03 | 1 | 4 | 4 |  | 400-BAM-01-Peak Vibration |  | DSOT-VP-2440-ME-0143-0007
1 | 2400-VIH-2609A | 2400 | VIH | ICP ACCELEROMETER | 400-BAM-01 | BALL MILL | PEAK VIBRATION TRANSMITTER | PCB PIEZOTRONICS | 682A05 | - | 2200-PLC-01 | AI | DSOT-DW-2400-IC-8026 | N/A | DSOT-DW-2400-IC-8710 | 2400-BAM-01-JBA-01 | PME015 | OEM | OEM | 2200-RIO-03 | 1 | 4 | 6 |  | 400-BAM-01-Peak Vibration |  | DSOT-VP-2440-ME-0143-0007
1 | 2400-VIH-2609B | 2400 | VIH | ICP ACCELEROMETER | 400-BAM-01 | BALL MILL | PEAK VIBRATION TRANSMITTER | PCB PIEZOTRONICS | 682A05 | - | 2200-PLC-01 | AI | DSOT-DW-2400-IC-8026 | N/A | DSOT-DW-2400-IC-8710 | 2400-BAM-01-JBA-01 | PME015 | OEM | OEM | 2200-RIO-03 | 1 | 5 | 0 |  | 400-BAM-01-Peak Vibration |  | DSOT-VP-2440-ME-0143-0007
3 | 2400-VT-2603A | 2400 | VT | ICP ACCELEROMETER | 400-BAM-01 | BALL MILL | VIBRATION TRANSMITTER | PCB PIEZOTRONICS | 603 | - | 2200-PLC-01 | - | DSOT-DW-2400-IC-8026 | N/A | DSOT-DW-2400-IC-8710 | 2400-BAM-01-JBA-01 | PME015 | OEM | OEM | [5 empty] | 400-BAM-01, BALL MILL, VIBRATION TRANSMITTER
3 | 2400-VT-2603B | 2400 | VT | ICP ACCELEROMETER | 400-BAM-01 | BALL MILL | VIBRATION TRANSMITTER | PCB PIEZOTRONICS | 682A05 | - | 2200-PLC-01 | - | DSOT-DW-2400-IC-8026 | N/A | DSOT-DW-2400-IC-8710 | 2400-BAM-01-JBA-01 | PME015 | OEM | OEM | [5 empty] | 400-BAM-01, BALL MILL, VIBRATION TRANSMITTER
3 | 2400-VT-2605A | 2400 | VT | ICP ACCELEROMETER | 400-BAM-01 | BALL MILL | VIBRATION TRANSMITTER | PCB PIEZOTRONICS | 682A05 | - | 2200-PLC-01 | - | DSOT-DW-2400-IC-8026 | N/A | DSOT-DW-2400-IC-8710 | 2400-BAM-01-JBA-01 | PME015 | OEM | OEM | [5 empty] | 400-BAM-01, BALL MILL, VIBRATION TRANSMITTER
3 | 2400-VT-2605B | 2400 | VT | ICP ACCELEROMETER | 400-BAM-01 | BALL MILL | VIBRATION TRANSMITTER | PCB PIEZOTRONICS | 682A05 | - | 2200-PLC-01 | - | DSOT-DW-2400-IC-8026 | N/A | DSOT-DW-2400-IC-8710 | 2400-BAM-01-JBA-01 | PME015 | OEM | OEM | [5 empty] | 400-BAM-01, BALL MILL, VIBRATION TRANSMITTER
3 | 2400-VT-2607A | 2400 | VT | ICP ACCELEROMETER | 400-BAM-01 | BALL MILL | VIBRATION TRANSMITTER | PCB PIEZOTRONICS | 682A05 | - | 2200-PLC-01 | - | DSOT-DW-2400-IC-8026 | N/A | DSOT-DW-2400-IC-8710 | 2400-BAM-01-JBA-01 | PME015 | OEM | OEM | [5 empty] | 400-BAM-01, BALL MILL, VIBRATION TRANSMITTER
3 | 2400-VT-2607B | 2400 | VT | ICP ACCELEROMETER | 400-BAM-01 | BALL MILL | VIBRATION TRANSMITTER | PCB PIEZOTRONICS | 682A05 | - | 2200-PLC-01 | - | DSOT-DW-2400-IC-8026 | N/A | DSOT-DW-2400-IC-8710 | 2400-BAM-01-JBA-01 | PME015 | OEM | OEM | [5 empty] | 400-BAM-01, BALL MILL, VIBRATION TRANSMITTER
3 | 2400-VT-2609A | 2400 | VT | ICP ACCELEROMETER | 400-BAM-01 | BALL MILL | VIBRATION TRANSMITTER | PCB PIEZOTRONICS | 682A05 | - | 2200-PLC-01 | - | DSOT-DW-2400-IC-8026 | N/A | DSOT-DW-2400-IC-8710 | 2400-BAM-01-JBA-01 | PME015 | OEM | OEM | [5 empty] | 400-BAM-01, BALL MILL, VIBRATION TRANSMITTER
3 | 2400-VT-2609B | 2400 | VT | ICP ACCELEROMETER | 400-BAM-01 | BALL MILL | VIBRATION TRANSMITTER | PCB PIEZOTRONICS | 682A05 | - | 2200-PLC-01 | - | DSOT-DW-2400-IC-8026 | N/A | DSOT-DW-2400-IC-8710 | 2400-BAM-01-JBA-01 | PME015 | OEM | OEM | [5 empty] | 400-BAM-01, BALL MILL, VIBRATION TRANSMITTER
1 | 2400-VT-2801 | 2400 | VT |  | 400-ROM-01 | ROD MILL | VIBRATION TRANSMITTER | TBD | TBD | - | 2200-PLC-01 | AI | DSOT-DW-2400-IC-8028 | N/A | DSOT-DW-2400-IC-8708 | 2400-ROM-01-JB-01 | PST002 | OEM | OEM | 2200-RIO-02 | 1 | 4 | 0 |  | 400-ROM-01-Non-Drive End Bearing Vibration |  | DSOT-VP-2450-M2-0144-0117
1 | 2400-VT-2802 | 2400 | VT |  | 400-ROM-01 | ROD MILL | VIBRATION TRANSMITTER | TBD | TBD | - | 2200-PLC-01 | AI | DSOT-DW-2400-IC-8028 | N/A | DSOT-DW-2400-IC-8708 | 2400-ROM-01-JB-01 | PST002 | OEM | OEM | 2200-RIO-02 | 1 | 4 | 1 |  | 400-ROM-01-Drive End Bearing Vibration |  | DSOT-VP-2450-M2-0144-0117
1 | 2400-VT-2812 | 2400 | VT |  | 400-ROM-01 | ROD MILL | VIBRATION TRANSMITTER | TBD | TBD | - | 2200-PLC-01 | AI | DSOT-DW-2400-IC-8028 | N/A | DSOT-DW-2400-IC-8708 | 2400-ROM-01-JB-01 | PST002 | OEM | OEM | 2200-RIO-02 | 1 | 4 | 2 |  | 400-ROM-01-Gearbox Feed End High Bearing Vibration |  | DSOT-VP-2450-M2-0144-0117
1 | 2400-VT-2818 | 2400 | VT |  | 400-ROM-01 | ROD MILL | VIBRATION TRANSMITTER | TBD | TBD | - | 2200-PLC-01 | AI | DSOT-DW-2400-IC-8028 | N/A | DSOT-DW-2400-IC-8708 | 2400-ROM-01-JB-01 | PST002 | OEM | OEM | 2200-RIO-02 | 1 | 4 | 3 |  | 400-ROM-01-Gearbox Dis. End Low Bearing Vibration |  | DSOT-VP-2450-M2-0144-0117
1 | 2400-VT-2822 | 2400 | VT |  | 400-ROM-01 | ROD MILL | VIBRATION TRANSMITTER | TBD | TBD | - | 2200-PLC-01 | AI | DSOT-DW-2400-IC-8028 | N/A | DSOT-DW-2400-IC-8708 | 2400-ROM-01-JB-01 | PST002 | OEM | OEM | 2200-RIO-02 | 1 | 4 | 4 |  | 400-ROM-01-Feed End Pinion Bearing Vibration |  | DSOT-VP-2450-M2-0144-0117
1 | 2400-VT-2823 | 2400 | VT |  | 400-ROM-01 | ROD MILL | VIBRATION TRANSMITTER | TBD | TBD | - | 2200-PLC-01 | AI | DSOT-DW-2400-IC-8028 | N/A | DSOT-DW-2400-IC-8708 | 2400-ROM-01-JB-01 | PST002 | OEM | OEM | 2200-RIO-02 | 1 | 4 | 5 |  | 400-ROM-01-Discharge End Pinion Bearing Vibration |  | DSOT-VP-2450-M2-0144-0117
1 | 2400-VT-2825 | 2400 | VT |  | 400-ROM-01 | ROD MILL | VIBRATION TRANSMITTER | TBD | TBD | - | 2200-PLC-01 | AI | DSOT-DW-2400-IC-8028 | N/A | DSOT-DW-2400-IC-8708 | 2400-ROM-01-JB-01 | PST002 | OEM | OEM | 2200-RIO-02 | 1 | 4 | 6 |  | 400-ROM-01-Feed End Main Bearing Vibration |  | DSOT-VP-2450-M2-0144-0117
1 | 2400-VT-2826 | 2400 | VT |  | 400-ROM-01 | ROD MILL | VIBRATION TRANSMITTER | TBD | TBD | - | 2200-PLC-01 | AI | DSOT-DW-2400-IC-8028 | N/A | DSOT-DW-2400-IC-8708 | 2400-ROM-01-JB-01 | PST002 | OEM | OEM | 2200-RIO-02 | 1 | 4 | 7 |  | 400-ROM-01-Discharge End Main Bearing Vibration |  | DSOT-VP-2450-M2-0144-0117
1 | 2400-VZ-2102 | 2400 | VZ |  | 400-VIF-01 | WIDE VIBRATING FEEDER #1 | SPEED REFERENCE | TBD | TBD | - | 2200-PLC-01 | AO | DSOT-DW-2400-IC-8021 | N/A | DSOT-DW-2400-IC-8702 | 2400-VIF-01-CP | PME010 | OEM | I&C Contractor | 2200-RIO-02 | 1 | 9 | 0 |  | 400-VIF-01-Feeder Reference Vibration
1 | 2400-VZ-2302 | 2400 | VZ |  | 400-VIF-02 | WIDE VIBRATING FEEDER #2 | SPEED REFERENCE | TBD | TBD | - | 2200-PLC-01 | AO | DSOT-DW-2400-IC-8023 | N/A | DSOT-DW-2400-IC-8705 | 2400-VIF-02-CP | PME010 | OEM | I&C Contractor | 2200-RIO-02 | 1 | 9 | 1 |  | 400-VIF-02-Feeder Reference Vibration
1 | 2400-WE-2204 | 2400 | WE |  | 400-CVO-02 | JIGS CONCENTRATRE TRANSFER CONVEYOR | WEIGHT ELEMENT BELT SCALE | TBD | TBD | - | N/A | N/A | DSOT-DW-2400-IC-8022 | N/A | DSOT-DW-2400-IC-8157 | 2400-BIN-01-JBA-01 | PME012 | I&C Contractor | I&C Contractor | [7 empty] | PROVIDED WITH INSTRUMENT
1 | 2400-WE-2205 | 2400 | WE |  | 400-CVO-03 | JIGS REFUSE CONVEYOR | WEIGHT ELEMENT BELT SCALE | TBD | TBD | - | N/A | N/A | DSOT-DW-2400-IC-8022 | N/A | DSOT-DW-2400-IC-8151 | 2200-JBA-02 | TS Manuf. | I&C Contractor | I&C Contractor
1 | 2400-WIT-2204 | 2400 | WIT |  | 400-CVO-02 | JIGS CONCENTRATRE TRANSFER CONVEYOR | WEIGHT BELT SCALE | TBD | TBD | - | 2200-PLC-01 | AI | DSOT-DW-2400-IC-8022 | N/A | DSOT-DW-2400-IC-8157 | 2400-BIN-01-JBA-01 | PME012 | I&C Contractor | I&C Contractor | 2200-RIO-02 | 1 | 3 | 1 |  | 400-CVO-02-Tonnage
1 | 2400-WIT-2205 | 2400 | WIT |  | 400-CVO-03 | JIGS REFUSE CONVEYOR | WEIGHT BELT SCALE | TBD | TBD | - | 2200-PLC-01 | AI | DSOT-DW-2400-IC-8022 | N/A | DSOT-DW-2200-IC-8151 | 2200-JBA-02 | TS Manuf. | I&C Contractor | I&C Contractor | 2200-RIO-01 | 1 | 8 | 3 |  | 400-CVO-03-Tonnage
1 | 2400-XA-2201 | 2400 | XA |  | 400-VIS-01 | FINE JIG CONCENTRATE SCREEN #1 | ALARM | N/A | N/A | N/A | 2400-JIG-01-CP | SOFT | DSOT-DW-2400-IC-8022 | N/A | N/A | N/A | AECOM | N/A | N/A
1 | 2400-XA-2202 | 2400 | XA |  | 400-VIS-03 | FINE JIG TALING SCREEN #1 | ALARM | N/A | N/A | N/A | 2400-JIG-01-CP | SOFT | DSOT-DW-2400-IC-8022 | N/A | N/A | N/A | AECOM | N/A | N/A
1 | 2400-XA-2203 | 2400 | XA |  | 400-CVO-01 | JIGS CONCENTRATRE CONVEYOR | ALARM | N/A | N/A | N/A | 2200-PLC-01 | SOFT | DSOT-DW-2400-IC-8022 | N/A | N/A | N/A | AECOM | N/A | N/A
1 | 2400-XA-2204 | 2400 | XA |  | 400-CVO-02 | JIGS CONCENTRATRE TRANSFER CONVEYOR | ALARM | N/A | N/A | N/A | 2200-PLC-01 | SOFT | DSOT-DW-2400-IC-8022 | N/A | N/A | N/A | AECOM | N/A | N/A
1 | 2400-XA-2205 | 2400 | XA |  | 400-CVO-03 | JIGS REFUSE CONVEYOR | ALARM | N/A | N/A | N/A | 2200-PLC-01 | SOFT | DSOT-DW-2400-IC-8022 | N/A | N/A | N/A | AECOM | N/A | N/A
1 | 2400-XA-2401 | 2400 | XA |  | 400-VIS-02 | FINE JIG TAILING SCREEN #1 | ALARM | N/A | N/A | N/A | 2400-JIG-02-CP | SOFT | DSOT-DW-2400-IC-8024 | N/A | N/A | N/A | AECOM | N/A | N/A
1 | 2400-XA-2402 | 2400 | XA |  | 400-VIS-04 | FINE JIG TAILING SCREEN #2 | ALARM | N/A | N/A | N/A | 2400-JIG-02-CP | SOFT | DSOT-DW-2400-IC-8024 | N/A | N/A | N/A | AECOM | N/A | N/A
1 | 2400-XA-2506 | 2400 | XA |  | 400-SLP-01 | JIGS SCREENS TRANSFER PUMP | ALARM | N/A | N/A | N/A | 2200-PLC-01 | SOFT | DSOT-DW-2400-IC-8025 | N/A | N/A | N/A | AECOM | N/A | N/A
1 | 2400-XA-2516 | 2400 | XA |  | 400-SLP-04 | JIGS SCREENS HUTCH WATER PUMP | ALARM | N/A | N/A | N/A | 2200-PLC-01 | SOFT | DSOT-DW-2400-IC-8025 | N/A | N/A | N/A | AECOM | N/A | N/A
1 | 2400-XA-2517 | 2400 | XA |  | 400-SLP-02 | JIGS SCREENS HUTCH WATER PUMP | ALARM | N/A | N/A | N/A | 2200-PLC-01 | SOFT | DSOT-DW-2400-IC-8025 | N/A | N/A | N/A | AECOM | N/A | N/A
1 | 2400-XA-2602 | 2400 | XA |  | 400-BAM-01 | BALL MILL | ALARM | TBD | TBD | - | 2200-PLC-01 | SOFT | DSOT-DW-2400-IC-8026 | N/A |  |  | PME015 | N/A | N/A
1 | 2400-XA-2831 | 2400 | XA |  | 400-ROM-01 | ROD MILL | ALARM | TBD | TBD | - | 2200-PLC-01 | SOFT | DSOT-DW-2400-IC-8028 | N/A |  |  | PST002 | N/A | N/A
1 | 2400-XY-2146 | 2400 | XY |  | 400-JIG-01 | FINE JIG #1 | GATE LOCKING VALVE | TBD | TBD | - | 2400-JIG-01-CP | DO | DSOT-DW-2400-IC-8021 | N/A | 10-4-018414 13/37 | 2400-HK-2145 | PME010 | OEM | OEM
1 | 2400-XY-2147 | 2400 | XY |  | 400-JIG-01 | FINE JIG #1 | GATE LOCKING VALVE | TBD | TBD | - | 2400-JIG-01-CP | DO | DSOT-DW-2400-IC-8021 | N/A | 10-4-018414 13/37 | 2400-HK-2145 | PME010 | OEM | OEM
1 | 2400-XY-2148 | 2400 | XY |  | 400-JIG-01 | FINE JIG #1 | GATE LOCKING VALVE | TBD | TBD | - | 2400-JIG-01-CP | DO | DSOT-DW-2400-IC-8021 | N/A | 10-4-018414 13/37 | 2400-HK-2145 | PME010 | OEM | OEM
1 | 2400-XY-2149 | 2400 | XY |  | 400-JIG-01 | FINE JIG #1 | GATE LOCKING VALVE | TBD | TBD | - | 2400-JIG-01-CP | DO | DSOT-DW-2400-IC-8021 | N/A | 10-4-018414 13/37 | 2400-HK-2145 | PME010 | OEM | OEM
1 | 2400-XY-2150 | 2400 | XY |  | 400-JIG-01 | FINE JIG #1 | GATE SYNCRONIZING VALVE | TBD | TBD | - | 2400-JIG-01-CP | DO | DSOT-DW-2400-IC-8021 | N/A | 10-4-018414 13/37 | 2400-HK-2145 | PME010 | OEM | OEM
1 | 2400-XY-2151 | 2400 | XY |  | 400-JIG-01 | FINE JIG #1 | GATE SYNCRONIZING VALVE | TBD | TBD | - | 2400-JIG-01-CP | DO | DSOT-DW-2400-IC-8021 | N/A | 10-4-018414 13/37 | 2400-HK-2145 | PME010 | OEM | OEM
1 | 2400-XY-2154 | 2400 | XY |  | 400-JIG-01 | FINE JIG #1 | GATE LOCKING VALVE | TBD | TBD | - | 2400-JIG-01-CP | DO | DSOT-DW-2400-IC-8021 | N/A | 10-4-018414 17/37 | 2400-HK-2153 | PME010 | OEM | OEM
1 | 2400-XY-2155 | 2400 | XY |  | 400-JIG-01 | FINE JIG #1 | GATE LOCKING VALVE | TBD | TBD | - | 2400-JIG-01-CP | DO | DSOT-DW-2400-IC-8021 | N/A | 10-4-018414 17/37 | 2400-HK-2153 | PME010 | OEM | OEM
1 | 2400-XY-2156 | 2400 | XY |  | 400-JIG-01 | FINE JIG #1 | GATE LOCKING VALVE | TBD | TBD | - | 2400-JIG-01-CP | DO | DSOT-DW-2400-IC-8021 | N/A | 10-4-018414 17/37 | 2400-HK-2153 | PME010 | OEM | OEM
1 | 2400-XY-2157 | 2400 | XY |  | 400-JIG-01 | FINE JIG #1 | GATE LOCKING VALVE | TBD | TBD | - | 2400-JIG-01-CP | DO | DSOT-DW-2400-IC-8021 | N/A | 10-4-018414 17/37 | 2400-HK-2153 | PME010 | OEM | OEM
1 | 2400-XY-2158 | 2400 | XY |  | 400-JIG-01 | FINE JIG #1 | GATE SYNCRONIZING VALVE | TBD | TBD | - | 2400-JIG-01-CP | DO | DSOT-DW-2400-IC-8021 | N/A | 10-4-018414 17/37 | 2400-HK-2153 | PME010 | OEM | OEM
1 | 2400-XY-2159 | 2400 | XY |  | 400-JIG-01 | FINE JIG #1 | GATE SYNCRONIZING VALVE | TBD | TBD | - | 2400-JIG-01-CP | DO | DSOT-DW-2400-IC-8021 | N/A | 10-4-018414 17/37 | 2400-HK-2153 | PME010 | OEM | OEM
1 | 2400-XY-2162 | 2400 | XY |  | 400-JIG-01 | FINE JIG #1 | KNIFE GATE SOLENOID VALVE | TBD | TBD | - | 2400-JIG-01-CP | DO | DSOT-DW-2400-IC-8021 | N/A | 10-4-018414 21/37 | 2400-HK-2161/2201 | PME010 | OEM | OEM
3 | 2400-XY-2201A | 2400 | XY |  | 400-VIS-01 | FINE JIG CONCENTRATE SCREEN #1 | START COMMAND |  |  |  | 2200-PLC-01 | DO | DSOT-DW-2400-IC-8022 | N/A | DSOT-DW-2400-IC-8704 | 2400-VIS-01-CP | OEM | OEM | I&C Contractor | 2200-RIO-02 | 1 | 0 | 2 |  | 400-VIS-01-Screen Start Cmd.
3 | 2400-XY-2201B | 2400 | XY |  | 400-VIS-01 | FINE JIG CONCENTRATE SCREEN #1 | RESET COMMAND |  |  |  | 2200-PLC-01 | DO | DSOT-DW-2400-IC-8022 | N/A | DSOT-DW-2400-IC-8704 | 2400-VIS-01-CP | OEM | OEM | I&C Contractor | 2200-RIO-02 | 1 | 0 | 3 |  | 400-VIS-01-VFD Reset Cmd.
1 | 2400-XY-2346 | 2400 | XY |  | 400-JIG-02 | FINE JIG #2 | GATE LOCKING VALVE | TBD | TBD | - | 2400-JIG-02-CP | DO | DSOT-DW-2400-IC-8023 | N/A | 10-4-018414 13/37 | 2400-HK-2345 | PME010 | OEM | OEM
1 | 2400-XY-2347 | 2400 | XY |  | 400-JIG-02 | FINE JIG #2 | GATE LOCKING VALVE | TBD | TBD | - | 2400-JIG-02-CP | DO | DSOT-DW-2400-IC-8023 | N/A | 10-4-018414 13/37 | 2400-HK-2345 | PME010 | OEM | OEM
1 | 2400-XY-2348 | 2400 | XY |  | 400-JIG-02 | FINE JIG #2 | GATE LOCKING VALVE | TBD | TBD | - | 2400-JIG-02-CP | DO | DSOT-DW-2400-IC-8023 | N/A | 10-4-018414 13/37 | 2400-HK-2345 | PME010 | OEM | OEM
1 | 2400-XY-2349 | 2400 | XY |  | 400-JIG-02 | FINE JIG #2 | GATE LOCKING VALVE | TBD | TBD | - | 2400-JIG-02-CP | DO | DSOT-DW-2400-IC-8023 | N/A | 10-4-018414 13/37 | 2400-HK-2345 | PME010 | OEM | OEM
1 | 2400-XY-2350 | 2400 | XY |  | 400-JIG-02 | FINE JIG #2 | GATE SYNCHRONIZING VALVE | TBD | TBD | - | 2400-JIG-02-CP | DO | DSOT-DW-2400-IC-8023 | N/A | 10-4-018414 13/37 | 2400-HK-2345 | PME010 | OEM | OEM
1 | 2400-XY-2351 | 2400 | XY |  | 400-JIG-02 | FINE JIG #2 | GATE SYNCHRONIZING VALVE | TBD | TBD | - | 2400-JIG-02-CP | DO | DSOT-DW-2400-IC-8023 | N/A | 10-4-018414 13/37 | 2400-HK-2345 | PME010 | OEM | OEM
1 | 2400-XY-2354 | 2400 | XY |  | 400-JIG-02 | FINE JIG #2 | GATE LOCKING VALVE | TBD | TBD | - | 2400-JIG-02-CP | DO | DSOT-DW-2400-IC-8023 | N/A | 10-4-018414 17/37 | 2400-HK-2353 | PME010 | OEM | OEM
1 | 2400-XY-2355 | 2400 | XY |  | 400-JIG-02 | FINE JIG #2 | GATE LOCKING VALVE | TBD | TBD | - | 2400-JIG-02-CP | DO | DSOT-DW-2400-IC-8023 | N/A | 10-4-018414 17/37 | 2400-HK-2353 | PME010 | OEM | OEM
1 | 2400-XY-2356 | 2400 | XY |  | 400-JIG-02 | FINE JIG #2 | GATE LOCKING VALVE | TBD | TBD | - | 2400-JIG-02-CP | DO | DSOT-DW-2400-IC-8023 | N/A | 10-4-018414 17/37 | 2400-HK-2353 | PME010 | OEM | OEM
1 | 2400-XY-2357 | 2400 | XY |  | 400-JIG-02 | FINE JIG #2 | GATE LOCKING VALVE | TBD | TBD | - | 2400-JIG-02-CP | DO | DSOT-DW-2400-IC-8023 | N/A | 10-4-018414 17/37 | 2400-HK-2353 | PME010 | OEM | OEM
1 | 2400-XY-2358 | 2400 | XY |  | 400-JIG-02 | FINE JIG #2 | GATE SYNCHRONIZING VALVE | TBD | TBD | - | 2400-JIG-02-CP | DO | DSOT-DW-2400-IC-8023 | N/A | 10-4-018414 17/37 | 2400-HK-2353 | PME010 | OEM | OEM
1 | 2400-XY-2359 | 2400 | XY |  | 400-JIG-02 | FINE JIG #2 | GATE SYNCHRONIZING VALVE | TBD | TBD | - | 2400-JIG-02-CP | DO | DSOT-DW-2400-IC-8023 | N/A | 10-4-018414 17/37 | 2400-HK-2353 | PME010 | OEM | OEM
1 | 2400-XY-2362 | 2400 | XY |  | 400-JIG-02 | FINE JIG #2 | WATER FLUSH KNIFE GATE SOLENOID ACTUATOR | TBD | TBD | - | 2400-JIG-02-CP | DI | DSOT-DW-2400-IC-8023 | N/A | 10-4-018414 21/37 | 2400-HK-2361/2401 | PME010 | OEM | OEM
3 | 2400-XY-2401A | 2400 | XY |  | 400-VIS-02 | FINE JIG TAILING SCREEN #1 | START COMMAND |  |  |  | 2200-PLC-01 | DO | DSOT-DW-2400-IC-8024 | N/A | DSOT-DW-2400-IC-8712 | 2400-VIS-02-CP | OEM | OEM | I&C Contractor | 2200-RIO-02 | 1 | 0 | 4 |  | 400-VIS-02-Screen Start Cmd.
3 | 2400-XY-2401B | 2400 | XY |  | 400-VIS-02 | FINE JIG TAILING SCREEN #1 | RESET COMMAND |  |  |  | 2200-PLC-01 | DO | DSOT-DW-2400-IC-8024 | N/A | DSOT-DW-2400-IC-8712 | 2400-VIS-02-CP | OEM | OEM | I&C Contractor | 2200-RIO-02 | 1 | 0 | 5 |  | 400-VIS-02-VFD Reset Cmd.
1 | 2400-YB-2004 | 2400 | YB | [7 empty] | N/A | N/A |  | N/A
1 | 2400-YB-2203 | 2400 | YB |  | 400-CVO-01 | JIGS CONCENTRATRE CONVEYOR | HORN ON STARTING | TBD | TBD | - | 2200-PLC-01 | DO | DSOT-DW-2400-IC-8022 | N/A | DSOT-DW-2400-IC-8158 | 2400-CVO-01-JBD-01 | AECOM | I&C Contractor | I&C Contractor | 2200-RIO-02 | 0 | 9 | 6 |  | 400-CVO-01-Conveyor Start Buzzer
1 | 2400-YB-2204 | 2400 | YB |  | 400-CVO-02 | JIGS CONCENTRATRE TRANSFER CONVEYOR | HORN ON STARTING | TBD | TBD | - | 2200-PLC-01 | DO | DSOT-DW-2400-IC-8022 | N/A | DSOT-DW-2400-IC-8159 | 2400-CVO-02-JBD-01 | AECOM | I&C Contractor | I&C Contractor | 2200-RIO-03 | 0 | 9 | 0 |  | 400-CVO-02-Conveyor Start Buzzer
1 | 2400-YB-2205 | 2400 | YB |  | 400-CVO-03 | JIGS REFUSE CONVEYOR | HORN ON STARTING | TBD | TBD | - | 2200-PLC-01 | DO | DSOT-DW-2400-IC-8022 | N/A | DSOT-DW-2400-IC-8160 | 2400-CVO-03-JBD-01 | AECOM | I&C Contractor | I&C Contractor | 2200-RIO-02 | 0 | 10 | 0 |  | 400-CVO-03-Conveyor Start Buzzer
1 | 2400-YB-2602 | 2400 | YB |  | 400-BAM-01 | BALL MILL | HORN ON STARTING | TBD | TBD | - | 2200-PLC-01 | DO | DSOT-DW-2400-IC-8026 | N/A | DSOT-DW-2400-IC-8140 | 2400-BAM-01-JBD-01 | AECOM | I&C Contractor | I&C Contractor | 2200-RIO-02 | 0 | 9 | 4 |  | 400-BAM-01-Ball Mill Start Buzzer
1 | 2400-YB-2829 | 2400 | YB |  | 400-ROM-01 | ROD MILL | GENERAL HORN | TBD | TBD | - | 2200-PLC-01 | DO | DSOT-DW-2400-IC-8028 | N/A | DSOT-DW-2400-IC-8708 | 2400-ROM-01-JB-01 | PST002 | I&C Contractor | I&C Contractor | 2200-RIO-02 | 0 | 10 | 2 |  | 400-ROM-01-Rod Mill Start Buzzer |  | DSOT-VP-2450-M2-0144-0117
1 | 2400-YB-2831 | 2400 | YB |  | 400-ROM-01 | ROD MILL | HORN ON STARTING | TBD | TBD | - | 2200-PLC-01 | DO | DSOT-DW-2400-IC-8028 | N/A |  |  | PST002 | I&C Contractor | I&C Contractor | [5 empty] | 400-ROM-01, ROD MILL, HORN ON STARTING
1 | 2400-YL-2203 | 2400 | YL |  | 400-CVO-01 | JIGS CONCENTRATRE CONVEYOR | LIGHT ON STARTING | TBD | TBD | - | 2200-PLC-01 | DO | DSOT-DW-2400-IC-8022 | N/A | DSOT-DW-2400-IC-8158 | 2400-CVO-01-JBD-01 | AECOM | I&C Contractor | I&C Contractor | 2200-RIO-02 | 0 | 9 | 7 |  | 400-CVO-01-Conveyor Start Light
1 | 2400-YL-2204 | 2400 | YL |  | 400-CVO-02 | JIGS CONCENTRATRE TRANSFER CONVEYOR | LIGHT ON STARTING | TBD | TBD | - | 2200-PLC-01 | DO | DSOT-DW-2400-IC-8022 | N/A | DSOT-DW-2400-IC-8159 | 2400-CVO-02-JBD-01 | AECOM | I&C Contractor | I&C Contractor | 2200-RIO-03 | 0 | 9 | 1 |  | 400-CVO-02-Conveyor Start Light
1 | 2400-YL-2205 | 2400 | YL |  | 400-CVO-03 | JIGS REFUSE CONVEYOR | LIGHT ON STARTING | TBD | TBD | - | 2200-PLC-01 | DO | DSOT-DW-2400-IC-8022 | N/A | DSOT-DW-2400-IC-8160 | 2400-CVO-03-JBD-01 | AECOM | I&C Contractor | I&C Contractor | 2200-RIO-02 | 0 | 10 | 1 |  | 400-CVO-03-Conveyor Start Light
1 | 2400-YL-2602 | 2400 | YL |  | 400-BAM-01 | BALL MILL | LIGHT ON STARTING | TBD | TBD | - | 2200-PLC-01 | DO | DSOT-DW-2400-IC-8026 | N/A | DSOT-DW-2400-IC-8140 | 2400-BAM-01-JBD-01 | AECOM | OEM | OEM | 2200-RIO-02 | 0 | 9 | 5 |  | 400-BAM-01-Ball Mill Start Light
1 | 2400-YL-2831 | 2400 | YL |  | 400-ROM-01 | ROD MILL | LIGHT ON STARTING | TBD | TBD | - | 2200-PLC-01 | DO | DSOT-DW-2400-IC-8028 | N/A |  |  | PST002 | I&C Contractor | I&C Contractor | [5 empty] | 400-ROM-01, ROD MILL, LIGHT ON STARTING
0 | 2400-YLR-2602 | 2400 | YLR |  | 400-BAM-01 | BALL MILL | RUN LIGHT | TBD | TBD | - | TBD | DO | DSOT-DW-2400-IC-8026 | N/A |  |  | PME015 | OEM | OEM
1 | 2400-YLR-2831I | 2400 | YLR |  | 400-VFD-02 | ROD MILL | RUN LIGHT | TBD | TBD | - | N/A | N/A | DSOT-DW-2400-IC-8028 | N/A |  |  | PST002 | OEM | OEM | [5 empty] | 400-VFD-02, ROD MILL, RUN LIGHT
1 | 2400-YLR-2831J | 2400 | YLR |  | 400-HK-2831 | ROD MILL | RUN LIGHT | TBD | TBD | - | 2200-PLC-01 | DO | DSOT-DW-2400-IC-8028 | N/A |  |  | PST002 | OEM | OEM | [5 empty] | 400-HK-2831, ROD MILL, RUN LIGHT
3 | 2400-YS-2172A | 2400 | YS |  | 400-JIG-01 | FINE JIG CONCENTRATE SCREEN #1 | AIR CONTROL READY |  |  |  | 2200-PLC-01 | DI | DSOT-DW-2400-IC-8021 | N/A | DSOT-DW-2400-IC-8703 | 2400-JIG-01-CP | OEM | OEM | I&C Contractor | 2200-RIO-02 | 0 | 7 | 0 |  | 400-JIG-01-Air Control Ready
3 | 2400-YS-2172B | 2400 | YS |  | 400-JIG-01 | FINE JIG CONCENTRATE SCREEN #1 | AIR CONTROL RUN |  |  |  | 2200-PLC-01 | DI | DSOT-DW-2400-IC-8021 | N/A | DSOT-DW-2400-IC-8703 | 2400-JIG-01-CP | OEM | OEM | I&C Contractor | 2200-RIO-02 | 0 | 7 | 1 |  | 400-JIG-01-Air Control Running
3 | 2400-YS-2172C | 2400 | YS |  | 400-JIG-01 | FINE JIG CONCENTRATE SCREEN #1 | DISCHARGE READY |  |  |  | 2200-PLC-01 | DI | DSOT-DW-2400-IC-8021 | N/A | DSOT-DW-2400-IC-8703 | 2400-JIG-01-CP | OEM | OEM | I&C Contractor | 2200-RIO-02 | 0 | 7 | 2 |  | 400-JIG-01-Discharge Ready
3 | 2400-YS-2172D | 2400 | YS |  | 400-JIG-01 | FINE JIG CONCENTRATE SCREEN #1 | DISCHARGE RUN |  |  |  | 2200-PLC-01 | DI | DSOT-DW-2400-IC-8021 | N/A | DSOT-DW-2400-IC-8703 | 2400-JIG-01-CP | OEM | OEM | I&C Contractor | 2200-RIO-02 | 0 | 7 | 3 |  | 400-JIG-01-Discharge Running
3 | 2400-YS-2201A | 2400 | YS |  | 400-VIS-01 | FINE JIG CONCENTRATE SCREEN #1 | FAULT STATUS |  |  |  | 2200-PLC-01 | DI | DSOT-DW-2400-IC-8022 | N/A | DSOT-DW-2400-IC-8704 | 2400-VIS-01-CP | OEM | OEM | I&C Contractor | 2200-RIO-02 | 0 | 7 | 8 |  | 400-VIS-01-VFD Faulted
3 | 2400-YS-2201B | 2400 | YS |  | 400-VIS-01 | FINE JIG CONCENTRATE SCREEN #1 | RUNNING STATUS |  |  |  | 2200-PLC-01 | DI | DSOT-DW-2400-IC-8022 | N/A | DSOT-DW-2400-IC-8704 | 2400-VIS-01-CP | OEM | OEM | I&C Contractor | 2200-RIO-02 | 0 | 7 | 9 |  | 400-VIS-01-Screen Running
3 | 2400-YS-2372A | 2400 | YS |  | 400-JIG-02 | FINE JIG TAILING SCREEN #1 | AIR CONTROL READY |  |  |  | 2200-PLC-01 | DI | DSOT-DW-2400-IC-8023 | N/A | DSOT-DW-2400-IC-8711 | 2400-JIG-02-CP | OEM | OEM | I&C Contractor | 2200-RIO-02 | 0 | 7 | 4 |  | 400-JIG-01-Air Control Ready
3 | 2400-YS-2372B | 2400 | YS |  | 400-JIG-02 | FINE JIG TAILING SCREEN #1 | AIR CONTROL RUN |  |  |  | 2200-PLC-01 | DI | DSOT-DW-2400-IC-8023 | N/A | DSOT-DW-2400-IC-8711 | 2400-JIG-02-CP | OEM | OEM | I&C Contractor | 2200-RIO-02 | 0 | 7 | 5 |  | 400-JIG-01-Air Control Running
3 | 2400-YS-2372C | 2400 | YS |  | 400-JIG-02 | FINE JIG TAILING SCREEN #1 | DISCHARGE READY |  |  |  | 2200-PLC-01 | DI | DSOT-DW-2400-IC-8023 | N/A | DSOT-DW-2400-IC-8711 | 2400-JIG-02-CP | OEM | OEM | I&C Contractor | 2200-RIO-02 | 0 | 7 | 6 |  | 400-JIG-01-Discharge Ready
3 | 2400-YS-2372D | 2400 | YS |  | 400-JIG-02 | FINE JIG TAILING SCREEN #1 | DISCHARGE RUN |  |  |  | 2200-PLC-01 | DI | DSOT-DW-2400-IC-8023 | N/A | DSOT-DW-2400-IC-8711 | 2400-JIG-02-CP | OEM | OEM | I&C Contractor | 2200-RIO-02 | 0 | 7 | 7 |  | 400-JIG-01-Discharge Running
3 | 2400-YS-2401A | 2400 | YS |  | 400-VIS-02 | FINE JIG TAILING SCREEN #1 | FAULT STATUS |  |  |  | 2200-PLC-01 | DI | DSOT-DW-2400-IC-8024 | N/A | DSOT-DW-2400-IC-8712 | 2400-VIS-02-CP | OEM | OEM | I&C Contractor | 2200-RIO-02 | 0 | 7 | 12 |  | 400-VIS-02-VFD Faulted
3 | 2400-YS-2401B | 2400 | YS |  | 400-VIS-02 | FINE JIG TAILING SCREEN #1 | RUNNING STATUS |  |  |  | 2200-PLC-01 | DI | DSOT-DW-2400-IC-8024 | N/A | DSOT-DW-2400-IC-8712 | 2400-VIS-02-CP | OEM | OEM | I&C Contractor | 2200-RIO-02 | 0 | 7 | 13 |  | 400-VIS-02-Screen Running
1 | 2400-YSR-2104 | 2400 | YSR |  | 400-VIF-01 | WIDE VIBRATING FEEDER #1 | RUNNING SIGNAL |  |  |  | 2200-PLC-01 | DI | DSOT-DW-2400-IC-8021 | N/A | DSOT-DW-2400-IC-8702 | 2400-VIF-01-CP | PME010 | OEM | I&C Contractor | 2200-RIO-02 | 0 | 3 | 12 |  | 400-VIF-01-Feeder Running
1 | 2400-YSR-2304 | 2400 | YSR |  | 400-VIF-02 | WIDE VIBRATING FEEDER #2 | RUNNING SIGNAL |  |  |  | 2200-PLC-01 | DI | DSOT-DW-2400-IC-8023 | N/A | DSOT-DW-2400-IC-8705 | 2400-VIF-02-CP | PME010 | OEM | I&C Contractor | 2200-RIO-02 | 0 | 5 | 12 |  | 400-VIF-02-Feeder Running
1 | 2400-YY-2104 | 2400 | YY |  | 400-VIF-01 | WIDE VIBRATING FEEDER #1 | REMOTE START (DRY CONTACT) |  |  |  | 2200-PLC-01 | DO | DSOT-DW-2400-IC-8021 | N/A | DSOT-DW-2400-IC-8702 | 2400-VIF-01-CP | PME010 | OEM | I&C Contractor | 2200-RIO-02 | 1 | 0 | 0 |  | 400-VIF-01-Feeder Start Cmd.
3 | 2400-YY-2172A | 2400 | YY |  | 400-JIG-01 | FINE JIG CONCENTRATE SCREEN #1 | RELEASE CONTROL |  |  |  | 2200-PLC-01 | DO | DSOT-DW-2400-IC-8021 | N/A | DSOT-DW-2400-IC-8703 | 2400-JIG-01-CP | OEM | OEM | I&C Contractor | 2200-RIO-02 | 1 | 1 | 0 |  | 400-JIG-01-Release Control
3 | 2400-YY-2172B | 2400 | YY |  | 400-JIG-01 | FINE JIG CONCENTRATE SCREEN #1 | RELEASE AIR CONTROL |  |  |  | 2200-PLC-01 | DO | DSOT-DW-2400-IC-8021 | N/A | DSOT-DW-2400-IC-8703 | 2400-JIG-01-CP | OEM | OEM | I&C Contractor | 2200-RIO-02 | 1 | 1 | 1 |  | 400-JIG-01-Release Air Control
3 | 2400-YY-2172C | 2400 | YY |  | 400-JIG-01 | FINE JIG CONCENTRATE SCREEN #1 | RELEASE DISCHARGE |  |  |  | 2200-PLC-01 | DO | DSOT-DW-2400-IC-8021 | N/A | DSOT-DW-2400-IC-8703 | 2400-JIG-01-CP | OEM | OEM | I&C Contractor | 2200-RIO-02 | 1 | 1 | 2 |  | 400-JIG-01-Release Discharge
3 | 2400-YY-2201 | 2400 | YY |  | 400-VIS-01 | FINE JIG CONCENTRATE SCREEN #1 | REMOTE MODE |  |  |  | 2200-PLC-01 | DO | DSOT-DW-2400-IC-8022 | N/A | DSOT-DW-2400-IC-8703 | 2400-JIG-01-CP | OEM | OEM | I&C Contractor | 2200-RIO-02 | 1 | 1 | 3 |  | 400-VIS-01-Remote Mode Cmd.
1 | 2400-YY-2304 | 2400 | YY |  | 400-VIF-02 | WIDE VIBRATING FEEDER #2 | REMOTE START (DRY CONTACT) |  |  |  | 2200-PLC-01 | DO | DSOT-DW-2400-IC-8023 | N/A | DSOT-DW-2400-IC-8705 | 2400-VIF-02-CP | PME010 | OEM | I&C Contractor | 2200-RIO-02 | 1 | 0 | 1 |  | 400-VIF-02-Feeder Start Cmd.
3 | 2400-YY-2372A | 2400 | YY |  | 400-JIG-02 | FINE JIG TAILING SCREEN #1 | RELEASE CONTROL |  |  |  | 2200-PLC-01 | DO | DSOT-DW-2400-IC-8023 | N/A | DSOT-DW-2400-IC-8711 | 2400-JIG-02-CP | OEM | OEM | I&C Contractor | 2200-RIO-02 | 1 | 1 | 4 |  | 400-JIG-01-Release Control
3 | 2400-YY-2372B | 2400 | YY |  | 400-JIG-02 | FINE JIG TAILING SCREEN #1 | RELEASE AIR CONTROL |  |  |  | 2200-PLC-01 | DO | DSOT-DW-2400-IC-8023 | N/A | DSOT-DW-2400-IC-8711 | 2400-JIG-02-CP | OEM | OEM | I&C Contractor | 2200-RIO-02 | 1 | 1 | 5 |  | 400-JIG-01-Release Air Control
3 | 2400-YY-2372C | 2400 | YY |  | 400-JIG-02 | FINE JIG TAILING SCREEN #1 | RELEASE DISCHARGE |  |  |  | 2200-PLC-01 | DO | DSOT-DW-2400-IC-8023 | N/A | DSOT-DW-2400-IC-8711 | 2400-JIG-02-CP | OEM | OEM | I&C Contractor | 2200-RIO-02 | 1 | 1 | 6 |  | 400-JIG-01-Release Discharge
3 | 2400-YY-2401 | 2400 | YY |  | 400-VIS-02 | FINE JIG TAILING SCREEN #1 | REMOTE MODE |  |  |  | 2200-PLC-01 | DO | DSOT-DW-2400-IC-8024 | N/A | DSOT-DW-2400-IC-8711 | 2400-JIG-02-CP | OEM | OEM | I&C Contractor | 2200-RIO-02 | 1 | 1 | 7 |  | 400-VIS-02-Remote Mode Cmd.
1 | 2400-ZLC-2145 | 2400 | ZLC |  | 400-JIG-01 | FINE JIG #1 | REMOTE CONTROL BOX GATE CLOSE LIGHT | TBD | TBD | - | 2400-JIG-01-CP | DO | DSOT-DW-2400-IC-8021 | N/A |  |  | PME010 | OEM | OEM
1 | 2400-ZLC-2153 | 2400 | ZLC |  | 400-JIG-01 | FINE JIG #1 | REMOTE CONTROL BOX GATE CLOSE LIGHT | TBD | TBD | - | 2400-JIG-01-CP | DO | DSOT-DW-2400-IC-8021 | N/A |  |  | PME010 | OEM | OEM | [7 empty] | INSTRUMENT INCLUDED
1 | 2400-ZLC-2161 | 2400 | ZLC |  | 400-JIG-01 | FINE JIG #1 | REMOTE CONTROL BOX VALVE CLOSE LIGHT | TBD | TBD | - | 2400-JIG-01-CP | DO | DSOT-DW-2400-IC-8021 | N/A |  |  | PME010 | OEM | OEM | [7 empty] | INSTRUMENT INCLUDED
1 | 2400-ZLC-2345 | 2400 | ZLC |  | 400-JIG-02 | FINE JIG #2 | REMOTE CONTROL BOX CLOSE LIGHT | TBD | TBD | - | 2400-JIG-02-CP | DO | DSOT-DW-2400-IC-8023 | N/A |  |  | PME010 | OEM | OEM | [7 empty] | INSTRUMENT INCLUDED
1 | 2400-ZLC-2353 | 2400 | ZLC |  | 400-JIG-02 | FINE JIG #2 | REMOTE CONTROL BOX CLOSE LIGHT | TBD | TBD | - | 2400-JIG-02-CP | DO | DSOT-DW-2400-IC-8023 | N/A |  |  | PME010 | OEM | OEM | [7 empty] | INSTRUMENT INCLUDED
1 | 2400-ZLC-2361 | 2400 | ZLC |  | 400-JIG-02 | FINE JIG #2 | REMOTE CONTROL BOX CLOSE VLAVE LIGHT | TBD | TBD | - | 2400-JIG-02-CP | DO | DSOT-DW-2400-IC-8023 | N/A |  |  | PME010 | OEM | OEM
1 | 2400-ZLO-2145 | 2400 | ZLO |  | 400-JIG-01 | FINE JIG #1 | REMOTE CONTROL BOX GATE OPEN LIGHT | TBD | TBD | - | 2400-JIG-01-CP | DO | DSOT-DW-2400-IC-8021 | N/A |  |  | PME010 | OEM | OEM
1 | 2400-ZLO-2153 | 2400 | ZLO |  | 400-JIG-01 | FINE JIG #1 | REMOTE CONTROL BOX GATE OPEN LIGHT | TBD | TBD | - | 2400-JIG-01-CP | DO | DSOT-DW-2400-IC-8021 | N/A |  |  | PME010 | OEM | OEM | [7 empty] | INSTRUMENT INCLUDED
1 | 2400-ZLO-2161 | 2400 | ZLO |  | 400-JIG-01 | FINE JIG #1 | REMOTE CONTROL BOX VALVE OPEN LIGHT | TBD | TBD | - | 2400-JIG-01-CP | DO | DSOT-DW-2400-IC-8021 | N/A |  |  | PME010 | OEM | OEM | [7 empty] | INSTRUMENT INCLUDED
1 | 2400-ZLO-2345 | 2400 | ZLO |  | 400-JIG-02 | FINE JIG #2 | REMOTE CONTROL BOX OPEN LIGHT | TBD | TBD | - | 2400-JIG-02-CP | DO | DSOT-DW-2400-IC-8023 | N/A |  |  | PME010 | OEM | OEM | [7 empty] | INSTRUMENT INCLUDED
1 | 2400-ZLO-2353 | 2400 | ZLO |  | 400-JIG-02 | FINE JIG #2 | REMOTE CONTROL BOX OPEN LIGHT | TBD | TBD | - | 2400-JIG-02-CP | DO | DSOT-DW-2400-IC-8023 | N/A |  |  | PME010 | OEM | OEM | [7 empty] | INSTRUMENT INCLUDED
1 | 2400-ZLO-2361 | 2400 | ZLO |  | 400-JIG-02 | FINE JIG #2 | REMOTE CONTROL BOX OPEN VLAVE LIGHT | TBD | TBD | - | 2400-JIG-02-CP | DO | DSOT-DW-2400-IC-8023 | N/A |  |  | PME010 | OEM | OEM
3 | 2400-ZS-2908 | 2400 | ZS |  | 400-ROM-01 | ROD MILL, FEED | POSITION SWITCH | TBD | TBD | - | 2200-PLC-01 | DI | DSOT-DW-2400-IC-8029 | N/A | DSOT-DW-2400-IC-8725 | 2400-LOU-02 | PST002 | I&C Contractor | I&C Contractor | 2200-RIO-02 | 0 | 6 | 7 |  | 400-ROM-01-Main Bear. Gr. Feed End Metering Switch |  | DSOT-VP-2450-M2-0144-0117
3 | 2400-ZS-2909 | 2400 | ZS |  | 400-ROM-01 | ROD MILL, DISCHARGE | POSITION SWITCH | TBD | TBD | - | 2200-PLC-01 | DI | DSOT-DW-2400-IC-8029 | N/A | DSOT-DW-2400-IC-8725 | 2400-LOU-02 | PST002 | I&C Contractor | I&C Contractor | 2200-RIO-02 | 0 | 6 | 8 |  | 400-ROM-01-Main Bear. Gr. Dis. End Metering Switch |  | DSOT-VP-2450-M2-0144-0117
3 | 2400-ZS-2916 | 2400 | ZS |  | 400-ROM-01 | ROD MILL, GEAR SPRAY SYS. | POSITION SWITCH | TBD | TBD | - | 2200-PLC-01 | DI | DSOT-DW-2400-IC-8029 | N/A | DSOT-DW-2400-IC-8724 | 2400-LOU-01 | PST002 | I&C Contractor | I&C Contractor | 2200-RIO-02 | 0 | 6 | 11 |  | 400-ROM-01-Ring Gear Gr. Distr. Bl. Meter. Switch |  | DSOT-VP-2450-M2-0144-0117
3 | 2400-ZS-2925 | 2400 | ZS |  | 400-ROM-01 | ROD MILL, GEAR SPRAY SYS. | POSITION SWITCH | TBD | TBD | - | 2200-PLC-01 | DI | DSOT-DW-2400-IC-8029 | N/A | DSOT-DW-2400-IC-8724 | 2400-LOU-01 | PST002 | I&C Contractor | I&C Contractor | 2200-RIO-02 | 0 | 6 | 13 |  | 400-ROM-01-Ring Gear Gr. Spray Door Closed |  | DSOT-VP-2450-ME-0144-0103
1 | 2400-ZSC-2161 | 2400 | ZSC |  | 400-JIG-01 | FINE JIG #1 | CLOSE KNIFE GATE POSITION SWITCH | TBD | TBD | - | 2400-JIG-01-CP | DI | DSOT-DW-2400-IC-8021 | N/A | 10-4-018414 20/37 | 2400-HK-2161/2201 | PME010 | OEM | OEM
0 | 2400-ZSC-2170 | 2400 | ZSC |  | 400-JIG-01 | FINE JIG #1 | CLOSE POSITION SWITCH | TBD | TBD | - | 2400-JIG-01-CP | DI | DSOT-DW-2400-IC-8021 | N/A | 10-4-018414 6/37 | 2400-JIG-01-JB-01 | PME010 | OEM | OEM
1 | 2400-ZSC-2361 | 2400 | ZSC |  | 400-JIG-02 | FINE JIG #2 | KNIFE GATE VALVE CLOSE POSITION SWITCH | TBD | TBD | - | 2400-JIG-02-CP | DI | DSOT-DW-2400-IC-8023 | N/A | 10-4-018414 20/37 | 2400-HK-2361/2401 | PME010 | OEM | OEM
1 | 2400-ZSC-2370 | 2400 | ZSC |  | 400-JIG-02 | FINE JIG #2 | CLOSE POSITION SWITCH | TBD | TBD | - | 2400-JIG-02-CP | DI | DSOT-DW-2400-IC-8023 | N/A | 10-4-018414 6/37 | 2400-JIG-02-JB-02 | PME010 | OEM | OEM
3 | 2400-ZSC-2502 | 2400 | ZSC |  | 400-PBO-01 | JIG SCREENS PUMP BOX | BUTTERFLY CLOSE POSITION SWITCH | N/A | N/A | SEE FV | 2200-PLC-01 | DI | DSOT-DW-2400-IC-8025 | N/A | DSOT-DW-2400-IC-8162 | 2400-PBO-01-JBD-01 | AECOM | I&C Contractor | I&C Contractor | 2200-RIO-02 | 0 | 5 | 0 |  | 400-SLP-02-Inlet Isol. Valve Closed
3 | 2400-ZSC-2505 | 2400 | ZSC |  | 400-PBO-01 | JIG SCREENS PUMP BOX | KNIFE GATE VALVE CLOSE POSITION SWITCH | N/A | N/A | SEE FV | 2200-PLC-01 | DI | DSOT-DW-2400-IC-8025 | N/A | DSOT-DW-2400-IC-8162 | 2400-PBO-01-JBD-01 | AECOM | I&C Contractor | I&C Contractor | 2200-RIO-02 | 0 | 5 | 2 |  | 400-SLP-01-Inlet Isol. Valve Closed
3 | 2400-ZSC-2514 | 2400 | ZSC |  | 400-SLP-01 | JIGS SCREENS TRANSFER PUMP | DRAIN VALVE CLOSE POSITION SWITCH | N/A | N/A | SEE FV | 2200-PLC-01 | DI | DSOT-DW-2400-IC-8025 | N/A | DSOT-DW-2400-IC-8162 | 2400-PBO-01-JBD-01 | AECOM | I&C Contractor | I&C Contractor | 2200-RIO-02 | 0 | 5 | 4 |  | 400-SLP-01-Drain Valve Closed
3 | 2400-ZSC-2515 | 2400 | ZSC |  | 400-PBO-01 | JIG SCREENS PUMP BOX | BUTTERFLY CLOSE POSITION SWITCH | N/A | N/A | SEE FV | 2200-PLC-01 | DI | DSOT-DW-2400-IC-8025 | N/A | DSOT-DW-2400-IC-8162 | 2400-PBO-01-JBD-01 | AECOM | I&C Contractor | I&C Contractor | 2200-RIO-02 | 0 | 5 | 6 |  | 400-SLP-04-Inlet Isol. Valve Closed
1 | 2400-ZSC-2618 | 2400 | ZSC |  | 400-BBO-01 | BALL MILL BALL BUCKET | CLOSE VALVE POSITION SWITCH | TBD | TBD | - | 2200-PLC-01 | DI | DSOT-DW-2400-IC-8026 | N/A | DSOT-DW-2400-IC-8140 | 2400-BAM-01-JBD-01 | OEM | I&C Contractor | I&C Contractor | 2200-RIO-02 | 0 | 1 | 13 |  | 400-BBO-01-Ball Supply Valve Closed
1 | 2400-ZSC-2814 | 2400 | ZSC |  | 400-ROM-01 | ROD MILL | CLOSE POSITION PROXIMITY SWITCH | TBD | TBD | - | 2200-PLC-01 | DI | DSOT-DW-2400-IC-8028 | N/A | DSOT-DW-2400-IC-8708 | 2400-ROM-01-JB-01 | PST002 | I&C Contractor | I&C Contractor | 2200-RIO-02 | 0 | 6 | 1 |  | 400-ROM-01-Inch Drive Engaged |  | DSOT-VP-2450-M2-0144-0117
1 | 2400-ZSH-2203A | 2400 | ZSH |  | 400-CVO-01 | JIGS CONCENTRATRE CONVEYOR | BELT MISALIGMENT (CONV. HEAD / LEFT SIDE) | TBD | TBD | - | 2200-PLC-01 | DI | DSOT-DW-2400-IC-8022 | N/A | DSOT-DW-2400-IC-8158 | 2400-CVO-01-JBD-01 | TS Manuf. | I&C Contractor | I&C Contractor | 2200-RIO-02 | 0 | 3 | 2 |  | 400-CVO-01-Conv. Head Left Side Belt Mis. (NOT)
1 | 2400-ZSH-2203B | 2400 | ZSH |  | 400-CVO-01 | JIGS CONCENTRATRE CONVEYOR | BELT MISALIGMENT (CONV. HEAD / RIGHT SIDE) | TBD | TBD | - | 2200-PLC-01 | DI | DSOT-DW-2400-IC-8022 | N/A | DSOT-DW-2400-IC-8158 | 2400-CVO-01-JBD-01 | TS Manuf. | I&C Contractor | I&C Contractor | 2200-RIO-02 | 0 | 3 | 4 |  | 400-CVO-01-Conv. Head Right Side Belt Mis. (NOT)
1 | 2400-ZSH-2203C | 2400 | ZSH |  | 400-CVO-01 | JIGS CONCENTRATRE CONVEYOR | BELT MISALIGMENT (CONV. TAIL / LEFT SIDE) | TBD | TBD | - | 2200-PLC-01 | DI | DSOT-DW-2400-IC-8022 | N/A | DSOT-DW-2400-IC-8158 | 2400-CVO-01-JBD-01 | TS Manuf. | I&C Contractor | I&C Contractor | 2200-RIO-02 | 0 | 3 | 6 |  | 400-CVO-01-Conv. Tail Left Side Belt Mis. (NOT)
1 | 2400-ZSH-2203D | 2400 | ZSH |  | 400-CVO-01 | JIGS CONCENTRATRE CONVEYOR | BELT MISALIGMENT (CONV. TAIL / RIGHT SIDE) | TBD | TBD | - | 2200-PLC-01 | DI | DSOT-DW-2400-IC-8022 | N/A | DSOT-DW-2400-IC-8158 | 2400-CVO-01-JBD-01 | TS Manuf. | I&C Contractor | I&C Contractor | 2200-RIO-02 | 0 | 3 | 8 |  | 400-CVO-01-Conv. Tail Right Side Belt Mis. (NOT)
1 | 2400-ZSH-2204A | 2400 | ZSH |  | 400-CVO-02 | JIGS CONCENTRATRE TRANSFER CONVEYOR | BELT MISALIGMENT (CONV. HEAD / LEFT SIDE) | TBD | TBD | - | 2200-PLC-01 | DI | DSOT-DW-2400-IC-8022 | N/A | DSOT-DW-2400-IC-8159 | 2400-CVO-02-JBD-01 | TS Manuf. | I&C Contractor | I&C Contractor | 2200-RIO-03 | 0 | 1 | 2 |  | 400-CVO-02-Conv. Head Left Side Belt Mis. (NOT)
1 | 2400-ZSH-2204B | 2400 | ZSH |  | 400-CVO-02 | JIGS CONCENTRATRE TRANSFER CONVEYOR | BELT MISALIGMENT (CONV. HEAD / RIGHT SIDE) | TBD | TBD | - | 2200-PLC-01 | DI | DSOT-DW-2400-IC-8022 | N/A | DSOT-DW-2400-IC-8159 | 2400-CVO-02-JBD-01 | TS Manuf. | I&C Contractor | I&C Contractor | 2200-RIO-03 | 0 | 1 | 4 |  | 400-CVO-02-Conv. Head Right Side Belt Mis. (NOT)
1 | 2400-ZSH-2204C | 2400 | ZSH |  | 400-CVO-02 | JIGS CONCENTRATRE TRANSFER CONVEYOR | BELT MISALIGMENT (CONV. TAIL / LEFT SIDE) | TBD | TBD | - | 2200-PLC-01 | DI | DSOT-DW-2400-IC-8022 | N/A | DSOT-DW-2400-IC-8159 | 2400-CVO-02-JBD-01 | TS Manuf. | I&C Contractor | I&C Contractor | 2200-RIO-03 | 0 | 1 | 6 |  | 400-CVO-02-Conv. Tail Left Side Belt Mis. (NOT)
1 | 2400-ZSH-2204D | 2400 | ZSH |  | 400-CVO-02 | JIGS CONCENTRATRE TRANSFER CONVEYOR | BELT MISALIGMENT (CONV. TAIL / RIGHT SIDE) | TBD | TBD | - | 2200-PLC-01 | DI | DSOT-DW-2400-IC-8022 | N/A | DSOT-DW-2400-IC-8159 | 2400-CVO-02-JBD-01 | TS Manuf. | I&C Contractor | I&C Contractor | 2200-RIO-03 | 0 | 1 | 8 |  | 400-CVO-02-Conv. Tail Right Side Belt Mis. (NOT)
1 | 2400-ZSH-2205A | 2400 | ZSH |  | 400-CVO-03 | JIGS REFUSE CONVEYOR | BELT MISALIGMENT (CONV. HEAD / LEFT SIDE) | TBD | TBD | - | 2200-PLC-01 | DI | DSOT-DW-2400-IC-8022 | N/A | DSOT-DW-2400-IC-8160 | 2400-CVO-03-JBD-01 | TS Manuf. | I&C Contractor | I&C Contractor | 2200-RIO-02 | 0 | 4 | 2 |  | 400-CVO-03-Conv. Head Left Side Belt Mis. (NOT)
1 | 2400-ZSH-2205B | 2400 | ZSH |  | 400-CVO-03 | JIGS REFUSE CONVEYOR | BELT MISALIGMENT (CONV. HEAD / RIGHT SIDE) | TBD | TBD | - | 2200-PLC-01 | DI | DSOT-DW-2400-IC-8022 | N/A | DSOT-DW-2400-IC-8160 | 2400-CVO-03-JBD-01 | TS Manuf. | I&C Contractor | I&C Contractor | 2200-RIO-02 | 0 | 4 | 4 |  | 400-CVO-03-Conv. Head Right Side Belt Mis. (NOT)
1 | 2400-ZSH-2205C | 2400 | ZSH |  | 400-CVO-03 | JIGS REFUSE CONVEYOR | BELT MISALIGMENT (CONV. TAIL / LEFT SIDE) | TBD | TBD | - | 2200-PLC-01 | DI | DSOT-DW-2400-IC-8022 | N/A | DSOT-DW-2400-IC-8160 | 2400-CVO-03-JBD-01 | TS Manuf. | I&C Contractor | I&C Contractor | 2200-RIO-02 | 0 | 4 | 6 |  | 400-CVO-03-Conv. Tail Left Side Belt Mis. (NOT)
1 | 2400-ZSH-2205D | 2400 | ZSH |  | 400-CVO-03 | JIGS REFUSE CONVEYOR | BELT MISALIGMENT (CONV. TAIL / RIGHT SIDE) | TBD | TBD | - | 2200-PLC-01 | DI | DSOT-DW-2400-IC-8022 | N/A | DSOT-DW-2400-IC-8160 | 2400-CVO-03-JBD-01 | TS Manuf. | I&C Contractor | I&C Contractor | 2200-RIO-02 | 0 | 4 | 8 |  | 400-CVO-03-Conv. Tail Right Side Belt Mis. (NOT)
1 | 2400-ZSHH-2203A | 2400 | ZSHH |  | 400-CVO-01 | JIGS CONCENTRATRE CONVEYOR | BELT MISALIGMENT (CONV. HEAD / LEFT SIDE) | TBD | TBD | - | 2200-PLC-01 | DI | DSOT-DW-2400-IC-8022 | N/A | DSOT-DW-2400-IC-8158 | 2400-CVO-01-JBD-01 | TS Manuf. | I&C Contractor | I&C Contractor | 2200-RIO-02 | 0 | 3 | 3 |  | 400-CVO-01-Conv. H. L. Side Belt Crit. Mis. (NOT)
1 | 2400-ZSHH-2203B | 2400 | ZSHH |  | 400-CVO-01 | JIGS CONCENTRATRE CONVEYOR | BELT MISALIGMENT (CONV. HEAD / RIGHT SIDE) | TBD | TBD | - | 2200-PLC-01 | DI | DSOT-DW-2400-IC-8022 | N/A | DSOT-DW-2400-IC-8158 | 2400-CVO-01-JBD-01 | TS Manuf. | I&C Contractor | I&C Contractor | 2200-RIO-02 | 0 | 3 | 5 |  | 400-CVO-01-Conv. H. R. Side Belt Crit. Mis. (NOT)
1 | 2400-ZSHH-2203C | 2400 | ZSHH |  | 400-CVO-01 | JIGS CONCENTRATRE CONVEYOR | BELT MISALIGMENT (CONV. TAIL / LEFT SIDE) | TBD | TBD | - | 2200-PLC-01 | DI | DSOT-DW-2400-IC-8022 | N/A | DSOT-DW-2400-IC-8158 | 2400-CVO-01-JBD-01 | TS Manuf. | I&C Contractor | I&C Contractor | 2200-RIO-02 | 0 | 3 | 7 |  | 400-CVO-01-Conv. T. L. Side Belt Crit. Mis. (NOT)
1 | 2400-ZSHH-2203D | 2400 | ZSHH |  | 400-CVO-01 | JIGS CONCENTRATRE CONVEYOR | BELT MISALIGMENT (CONV. TAIL / RIGHT SIDE) | TBD | TBD | - | 2200-PLC-01 | DI | DSOT-DW-2400-IC-8022 | N/A | DSOT-DW-2400-IC-8158 | 2400-CVO-01-JBD-01 | TS Manuf. | I&C Contractor | I&C Contractor | 2200-RIO-02 | 0 | 3 | 9 |  | 400-CVO-01-Conv. T. R. Side Belt Crit. Mis. (NOT)
1 | 2400-ZSHH-2204A | 2400 | ZSHH |  | 400-CVO-02 | JIGS CONCENTRATRE TRANSFER CONVEYOR | BELT MISALIGMENT (CONV. HEAD / LEFT SIDE) | TBD | TBD | - | 2200-PLC-01 | DI | DSOT-DW-2400-IC-8022 | N/A | DSOT-DW-2400-IC-8159 | 2400-CVO-02-JBD-01 | TS Manuf. | I&C Contractor | I&C Contractor | 2200-RIO-03 | 0 | 1 | 3 |  | 400-CVO-02-Conv. H. L. Side Belt Crit. Mis. (NOT)
1 | 2400-ZSHH-2204B | 2400 | ZSHH |  | 400-CVO-02 | JIGS CONCENTRATRE TRANSFER CONVEYOR | BELT MISALIGMENT (CONV. HEAD / RIGHT SIDE) | TBD | TBD | - | 2200-PLC-01 | DI | DSOT-DW-2400-IC-8022 | N/A | DSOT-DW-2400-IC-8159 | 2400-CVO-02-JBD-01 | TS Manuf. | I&C Contractor | I&C Contractor | 2200-RIO-03 | 0 | 1 | 5 |  | 400-CVO-02-Conv. H. R. Side Belt Crit. Mis. (NOT)
1 | 2400-ZSHH-2204C | 2400 | ZSHH |  | 400-CVO-02 | JIGS CONCENTRATRE TRANSFER CONVEYOR | BELT MISALIGMENT (CONV. TAIL / LEFT SIDE) | TBD | TBD | - | 2200-PLC-01 | DI | DSOT-DW-2400-IC-8022 | N/A | DSOT-DW-2400-IC-8159 | 2400-CVO-02-JBD-01 | TS Manuf. | I&C Contractor | I&C Contractor | 2200-RIO-03 | 0 | 1 | 7 |  | 400-CVO-02-Conv. T. L. Side Belt Crit. Mis. (NOT)
1 | 2400-ZSHH-2204D | 2400 | ZSHH |  | 400-CVO-02 | JIGS CONCENTRATRE TRANSFER CONVEYOR | BELT MISALIGMENT (CONV. TAIL / RIGHT SIDE) | TBD | TBD | - | 2200-PLC-01 | DI | DSOT-DW-2400-IC-8022 | N/A | DSOT-DW-2400-IC-8159 | 2400-CVO-02-JBD-01 | TS Manuf. | I&C Contractor | I&C Contractor | 2200-RIO-03 | 0 | 1 | 9 |  | 400-CVO-02-Conv. T. R. Side Belt Crit. Mis. (NOT)
1 | 2400-ZSHH-2205A | 2400 | ZSHH |  | 400-CVO-03 | JIGS REFUSE CONVEYOR | BELT MISALIGMENT (CONV. HEAD / LEFT SIDE) | TBD | TBD | - | 2200-PLC-01 | DI | DSOT-DW-2400-IC-8022 | N/A | DSOT-DW-2400-IC-8160 | 2400-CVO-03-JBD-01 | TS Manuf. | I&C Contractor | I&C Contractor | 2200-RIO-02 | 0 | 4 | 3 |  | 400-CVO-03-Conv. H. L. Side Belt Crit. Mis. (NOT)
1 | 2400-ZSHH-2205B | 2400 | ZSHH |  | 400-CVO-03 | JIGS REFUSE CONVEYOR | BELT MISALIGMENT (CONV. HEAD / RIGHT SIDE) | TBD | TBD | - | 2200-PLC-01 | DI | DSOT-DW-2400-IC-8022 | N/A | DSOT-DW-2400-IC-8160 | 2400-CVO-03-JBD-01 | TS Manuf. | I&C Contractor | I&C Contractor | 2200-RIO-02 | 0 | 4 | 5 |  | 400-CVO-03-Conv. H. R. Side Belt Crit. Mis. (NOT)
1 | 2400-ZSHH-2205C | 2400 | ZSHH |  | 400-CVO-03 | JIGS REFUSE CONVEYOR | BELT MISALIGMENT (CONV. TAIL / LEFT SIDE) | TBD | TBD | - | 2200-PLC-01 | DI | DSOT-DW-2400-IC-8022 | N/A | DSOT-DW-2400-IC-8160 | 2400-CVO-03-JBD-01 | TS Manuf. | I&C Contractor | I&C Contractor | 2200-RIO-02 | 0 | 4 | 7 |  | 400-CVO-03-Conv. T. L. Side Belt Crit. Mis. (NOT)
1 | 2400-ZSHH-2205D | 2400 | ZSHH |  | 400-CVO-03 | JIGS REFUSE CONVEYOR | BELT MISALIGMENT (CONV. TAIL / RIGHT SIDE) | TBD | TBD | - | 2200-PLC-01 | DI | DSOT-DW-2400-IC-8022 | N/A | DSOT-DW-2400-IC-8160 | 2400-CVO-03-JBD-01 | TS Manuf. | I&C Contractor | I&C Contractor | 2200-RIO-02 | 0 | 4 | 9 |  | 400-CVO-03-Conv. T. R. Side Belt Crit. Mis. (NOT)
0 | 2400-ZSL-2204 | 2400 | ZSL |  | 400-CVO-02 | JIGS CONCENTRATRE TRANSFER CONVEYOR |  | TBD | TBD | - | 2200-PLC-01 | DI | DSOT-DW-2400-IC-8022 | N/A | DSOT-DW-2400-IC-8159 | 2400-CVO-02-JBD-01 | PME012 | I&C Contractor | I&C Contractor | 2200-RIO-03 | 0 | 1 | 10 |  | 400-CVO-02-Gravity Take-up Low Position (NOT)
1 | 2400-ZSO-2161 | 2400 | ZSO |  | 400-JIG-01 | FINE JIG #1 | OPEN KNIFE GATE POSITION SWITCH | TBD | TBD | - | 2400-JIG-01-CP | DI | DSOT-DW-2400-IC-8021 | N/A | 10-4-018414 20/37 | 2400-HK-2161/2201 | PME010 | OEM | OEM
1 | 2400-ZSO-2170 | 2400 | ZSO |  | 400-JIG-01 | FINE JIG #1 | OPEN POSITION SWITCH | TBD | TBD | - | 2400-JIG-01-CP | DI | DSOT-DW-2400-IC-8021 | N/A | 10-4-018414 6/37 | 2400-JIG-01-JB-01 | PME010 | OEM | OEM
1 | 2400-ZSO-2361 | 2400 | ZSO |  | 400-JIG-02 | FINE JIG #2 | KNIFE GATE VLAVE OPEN POSITION SWITCH | TBD | TBD | - | 2400-JIG-02-CP | DI | DSOT-DW-2400-IC-8023 | N/A | 10-4-018414 20/37 | 2400-HK-2361/2401 | PME010 | OEM | OEM
1 | 2400-ZSO-2370 | 2400 | ZSO |  | 400-JIG-02 | FINE JIG #2 | OPEN POSITION SWITCH | TBD | TBD | - | 2400-JIG-02-CP | DI | DSOT-DW-2400-IC-8023 | N/A | 10-4-018414 6/37 | 2400-JIG-02-JB-02 | PME010 | OEM | OEM
3 | 2400-ZSO-2502 | 2400 | ZSO |  | 400-PBO-01 | JIG SCREENS PUMP BOX | BUTTERFLY OPEN POSITION SWITCH | N/A | N/A | SEE FV | 2200-PLC-01 | DI | DSOT-DW-2400-IC-8025 | N/A | DSOT-DW-2400-IC-8162 | 2400-PBO-01-JBD-01 | AECOM | I&C Contractor | I&C Contractor | 2200-RIO-02 | 0 | 5 | 1 |  | 400-SLP-02-Inlet Isol. Valve Opened
3 | 2400-ZSO-2505 | 2400 | ZSO |  | 400-PBO-01 | JIG SCREENS PUMP BOX | KNIFE GATE VALVE OPEN POSITION SWITCH | N/A | N/A | SEE FV | 2200-PLC-01 | DI | DSOT-DW-2400-IC-8025 | N/A | DSOT-DW-2400-IC-8162 | 2400-PBO-01-JBD-01 | AECOM | I&C Contractor | I&C Contractor | 2200-RIO-02 | 0 | 5 | 3 |  | 400-SLP-01-Inlet Isol. Valve Opened
3 | 2400-ZSO-2514 | 2400 | ZSO |  | 400-SLP-01 | JIGS SCREENS TRANSFER PUMP | DRAIN VALVE OPEN POSITION SWITCH | TBD | TBD | SEE FV | 2200-PLC-01 | DI | DSOT-DW-2400-IC-8025 | N/A | DSOT-DW-2400-IC-8162 | 2400-PBO-01-JBD-01 | AECOM | I&C Contractor | I&C Contractor | 2200-RIO-02 | 0 | 5 | 5 |  | 400-SLP-01-Drain Valve Opened
3 | 2400-ZSO-2515 | 2400 | ZSO |  | 400-PBO-01 | JIG SCREENS PUMP BOX | BUTTERFLY OPEN POSITION SWITCH | N/A | N/A | SEE FV | 2200-PLC-01 | DI | DSOT-DW-2400-IC-8025 | N/A | DSOT-DW-2400-IC-8162 | 2400-PBO-01-JBD-01 | AECOM | I&C Contractor | I&C Contractor | 2200-RIO-02 | 0 | 5 | 7 |  | 400-SLP-04-Inlet Isol. Valve Opened
1 | 2400-ZSO-2618 | 2400 | ZSO |  | 400-BBO-01 | BALL MILL BALL BUCKET | OPEN VALVE POSITION SWITCH | TBD | TBD | - | 2200-PLC-01 | DI | DSOT-DW-2400-IC-8026 | N/A | DSOT-DW-2400-IC-8140 | 2400-BAM-01-JBD-01 | OEM | I&C Contractor | I&C Contractor | 2200-RIO-02 | 0 | 1 | 12 |  | 400-BBO-01-Ball Supply Valve Opened
1 | 2400-ZSO-2814 | 2400 | ZSO |  | 400-ROM-01 | ROD MILL | OPEN POSITION PROXIMITY SWITCH | TBD | TBD | - | 2200-PLC-01 | DI | DSOT-DW-2400-IC-8028 | N/A | DSOT-DW-2400-IC-8708 | 2400-ROM-01-JB-01 | PST002 | I&C Contractor | I&C Contractor | 2200-RIO-02 | 0 | 6 | 0 |  | 400-ROM-01-Inch Drive Disengaged |  | DSOT-VP-2450-M2-0144-0117
0 | 2400-ZT-2130 | 2400 | ZT |  | 400-JIG-01 | FINE JIG #1 | VALVE POSITION MEASURING DEVICE | TBD | TBD | - | 2400-JIG-01-CP | AI | DSOT-DW-2400-IC-8021 | N/A | 10-4-018414 11/37 | 2400-JIG-01-JB-01 | PME010 | OEM | OEM
0 | 2400-ZT-2138 | 2400 | ZT |  | 400-JIG-01 | FINE JIG #1 | VALVE POSITION TRANSMITTER | TBD | TBD | - | 2400-JIG-01-CP | AI | DSOT-DW-2400-IC-8021 | N/A | 10-4-018414 11/37 | 2400-JIG-01-JB-01 | PME010 | OEM | OEM
1 | 2400-ZT-2146 | 2400 | ZT |  | 400-JIG-01 | FINE JIG #1 | GATE POSITION TRANSMITTER | TBD | TBD | - | 2400-JIG-01-CP | AI | DSOT-DW-2400-IC-8021 | N/A | 10-4-018414 15/37 | 2400-HK-2145 | PME010 | OEM | OEM
1 | 2400-ZT-2149 | 2400 | ZT |  | 400-JIG-01 | FINE JIG #1 | GATE POSITION TRANSMITTER | TBD | TBD | - | 2400-JIG-01-CP | AI | DSOT-DW-2400-IC-8021 | N/A | 10-4-018414 15/37 | 2400-HK-2145 | PME010 | OEM | OEM
1 | 2400-ZT-2154 | 2400 | ZT |  | 400-JIG-01 | FINE JIG #1 | GATE POSITION TRANSMITTER | TBD | TBD | - | 2400-JIG-01-CP | AI | DSOT-DW-2400-IC-8021 | N/A | 10-4-018414 19/37 | 2400-HK-2153 | PME010 | OEM | OEM
1 | 2400-ZT-2157 | 2400 | ZT |  | 400-JIG-01 | FINE JIG #1 | GATE POSITION TRANSMITTER | TBD | TBD | - | 2400-JIG-01-CP | AI | DSOT-DW-2400-IC-8021 | N/A | 10-4-018414 19/37 | 2400-HK-2153 | PME010 | OEM | OEM
1 | 2400-ZT-2330 | 2400 | ZT |  | 400-JIG-02 | FINE JIG #2 | POSITION TRANSMITTER | TBD | TBD | - | 2400-JIG-02-CP | AI | DSOT-DW-2400-IC-8023 | N/A | 10-4-018414 11/37 | 2400-JIG-02-JB-02 | PME010 | OEM | OEM
1 | 2400-ZT-2338 | 2400 | ZT |  | 400-JIG-02 | FINE JIG #2 | VALVE POSITION TRANSMITTER | TBD | TBD | - | 2400-JIG-02-CP | AI | DSOT-DW-2400-IC-8023 | N/A | 10-4-018414 11/37 | 2400-JIG-02-JB-02 | PME010 | OEM | OEM
1 | 2400-ZT-2346 | 2400 | ZT |  | 400-JIG-02 | FINE JIG #2 | GATE POSITION TRANSMITTER | TBD | TBD | - | 2400-JIG-02-CP | AI | DSOT-DW-2400-IC-8023 | N/A | 10-4-018414 15/37 | 2400-HK-2345 | PME010 | OEM | OEM
1 | 2400-ZT-2349 | 2400 | ZT |  | 400-JIG-02 | FINE JIG #2 | GATE POSITION TRANSMITTER | TBD | TBD | - | 2400-JIG-02-CP | AI | DSOT-DW-2400-IC-8023 | N/A | 10-4-018414 15/37 | 2400-HK-2345 | PME010 | OEM | OEM
1 | 2400-ZT-2354 | 2400 | ZT |  | 400-JIG-02 | FINE JIG #2 | GATE POSITION TRANSMITTER | TBD | TBD | - | 2400-JIG-02-CP | AI | DSOT-DW-2400-IC-8023 | N/A | 10-4-018414 19/37 | 2400-HK-2353 | PME010 | OEM | OEM
1 | 2400-ZT-2357 | 2400 | ZT |  | 400-JIG-02 | FINE JIG #2 | GATE POSITION TRANSMITTER | TBD | TBD | - | 2400-JIG-02-CP | AI | DSOT-DW-2400-IC-8023 | N/A | 10-4-018414 19/37 | 2400-HK-2353 | PME010 | OEM | OEM
1 | 2400-PDSH-2122 | 2400 | PDSH |  | 400-HPP-01 | JIG HYDRAULIC UNIT #1 | FILTER HIGH DIFFERENTIAL PRESSURE SWITCH | - | - | - | 2400-JIG-01-CP | DI | DSOT-DW-2400-IC-8021 | N/A | 10-4-018414 3/37 | 2400-HPP-01-JB-01 | PME010 | OEM | OEM
1 | 2400-PDSH-2123 | 2400 | PDSH |  | 400-HPP-01 | JIG HYDRAULIC UNIT #1 | FILTER HIGH DIFFERENTIAL PRESSURE SWITCH | - | - | - | 2400-JIG-01-CP | DI | DSOT-DW-2400-IC-8021 | N/A | 10-4-018414 3/37 | 2400-HPP-01-JB-01 | PME010 | OEM | OEM
0 | 2400-PDSH-2124 | 2400 | PDSH |  | 400-HPP-01 | JIG HYDRAULIC UNIT #1 | FILTER HIGH DIFFERENTIAL PRESSURE SWITCH | - | - | - | 2400-JIG-01-CP | DI | DSOT-DW-2400-IC-8021 | N/A | 10-4-018414 3/37 | 2400-HPP-01-JB-01 | PME010 | OEM | OEM
1 | 2400-PDSH-2125 | 2400 | PDSH |  | 400-HPP-01 | JIG HYDRAULIC UNIT #1 | FILTER HIGH DIFFERENTIAL PRESSURE SWITCH | - | - | - | 2400-JIG-01-CP | DI | DSOT-DW-2400-IC-8021 | N/A | 10-4-018414 3/37 | 2400-HPP-01-JB-01 | PME010 | OEM | OEM
1 | 2400-PDSH-2322 | 2400 | PDSH |  | 400-HPP-02 | JIG HYDRAULIC UNIT #2 | FILTER HIGH DIFFERENTIAL PRESSURE SWITCH | - | - | - | 2400-JIG-02-CP | DI | DSOT-DW-2400-IC-8023 | N/A | 10-4-018414 3/37 | 2400-HPP-01-JB-02 | PME010 | OEM | OEM
1 | 2400-PDSH-2323 | 2400 | PDSH |  | 400-HPP-02 | JIG HYDRAULIC UNIT #2 | FILTER HIGH DIFFERENTIAL PRESSURE SWITCH | - | - | - | 2400-JIG-02-CP | DI | DSOT-DW-2400-IC-8023 | N/A | 10-4-018414 3/37 | 2400-HPP-01-JB-02 | PME010 | OEM | OEM
1 | 2400-PDSH-2324 | 2400 | PDSH |  | 400-HPP-02 | JIG HYDRAULIC UNIT #2 | FILTER HIGH DIFFERENTIAL PRESSURE SWITCH | - | - | - | 2400-JIG-02-CP | DI | DSOT-DW-2400-IC-8023 | N/A | 10-4-018414 3/37 | 2400-HPP-01-JB-02 | PME010 | OEM | OEM
1 | 2400-PDSH-2325 | 2400 | PDSH |  | 400-HPP-02 | JIG HYDRAULIC UNIT #2 | FILTER HIGH DIFFERENTIAL PRESSURE SWITCH | - | - | - | 2400-JIG-02-CP | DI | DSOT-DW-2400-IC-8023 | N/A | 10-4-018414 3/37 | 2400-HPP-01-JB-02 | PME010 | OEM | OEM
1 | 2400-PE-2603A | 2400 | PE |  | 400-BAM-01 | BALL MILL | PRESSURE ELEMENT | TBD | TBD | - | N/A | N/A | DSOT-DW-2400-IC-8026 | N/A |  |  | PME015 | I&C Contractor | I&C Contractor
1 | 2400-PE-2603B | 2400 | PE |  | 400-BAM-01 | BALL MILL | PRESSURE ELEMENT | TBD | TBD | - | N/A | N/A | DSOT-DW-2400-IC-8026 | N/A |  |  | PME015 | I&C Contractor | I&C Contractor
1 | 2400-PE-2605A | 2400 | PE |  | 400-BAM-01 | BALL MILL | PRESSURE ELEMENT | TBD | TBD | - | N/A | N/A | DSOT-DW-2400-IC-8026 | N/A |  |  | PME015 | I&C Contractor | I&C Contractor
1 | 2400-PE-2605B | 2400 | PE |  | 400-BAM-01 | BALL MILL | PRESSURE ELEMENT | TBD | TBD | - | N/A | N/A | DSOT-DW-2400-IC-8026 | N/A |  |  | PME015 | I&C Contractor | I&C Contractor
1 | 2400-PE-2607A | 2400 | PE |  | 400-BAM-01 | BALL MILL | PRESSURE ELEMENT | TBD | TBD | - | N/A | N/A | DSOT-DW-2400-IC-8026 | N/A |  |  | PME015 | I&C Contractor | I&C Contractor
1 | 2400-PE-2607B | 2400 | PE |  | 400-BAM-01 | BALL MILL | PRESSURE ELEMENT | TBD | TBD | - | N/A | N/A | DSOT-DW-2400-IC-8026 | N/A |  |  | PME015 | I&C Contractor | I&C Contractor
1 | 2400-PE-2609A | 2400 | PE |  | 400-BAM-01 | BALL MILL | PRESSURE ELEMENT | TBD | TBD | - | N/A | N/A | DSOT-DW-2400-IC-8026 | N/A |  |  | PME015 | I&C Contractor | I&C Contractor
1 | 2400-PE-2609B | 2400 | PE |  | 400-BAM-01 | BALL MILL | PRESSURE ELEMENT | TBD | TBD | - | N/A | N/A | DSOT-DW-2400-IC-8026 | N/A |  |  | PME015 | I&C Contractor | I&C Contractor
1 | 2400-PI-2130 | 2400 | PI |  | 400-JIG-01 | FINE JIG #1 | PRESSURE INDICATOR | TBD | TBD | - | N/A | N/A | DSOT-DW-2400-IC-8021 | N/A |  |  | PME010 | OEM | OEM
1 | 2400-PI-2137 | 2400 | PI |  | 400-JIG-01 | FINE JIG #1 | PRESSURE INDICATOR | TBD | TBD | - | N/A | N/A | DSOT-DW-2400-IC-8021 | N/A |  |  | PME010 | OEM | OEM
1 | 2400-PI-2138 | 2400 | PI |  | 400-JIG-01 | FINE JIG #1 | PRESSURE INDICATOR | TBD | TBD | - | N/A | N/A | DSOT-DW-2400-IC-8021 | N/A |  |  | PME010 | OEM | OEM
1 | 2400-PI-2330 | 2400 | PI |  | 400-JIG-02 | FINE JIG #2 | PRESSURE INDICATOR | TBD | TBD | - | N/A | N/A | DSOT-DW-2400-IC-8023 | N/A |  |  | PME010 | OEM | OEM
1 | 2400-PI-2337 | 2400 | PI |  | 400-JIG-02 | FINE JIG #2 | WORKING AIR VESSEL PRESSURE INDICATOR | TBD | TBD | - | N/A | N/A | DSOT-DW-2400-IC-8023 | N/A |  |  | PME010 | OEM | OEM
1 | 2400-PI-2338 | 2400 | PI |  | 400-JIG-02 | FINE JIG #2 | WORKING AIR VESSEL PRESSURE INDICATOR | TBD | TBD | - | N/A | N/A | DSOT-DW-2400-IC-8023 | N/A |  |  | PME010 | OEM | OEM
3 | 2400-PI-2516 | 2400 | PI | PRESSURE INDICATOR - FLOCULANT | 400-SLP-04 | JIGS SCREENS HUTCH WATER PUMP | GLEAND SEAL WATER PRESSURE INDICATOR | ENDRESS + HAUSER / WINTERS | PPC5072-SG-45-SF45-SSTAG | DSOT-DS-2200-IC-PI0807 | N/A | N/A | DSOT-DW-2400-IC-8025 | N/A |  |  | AECOM | I&C Contractor | N/A
3 | 2400-PI-2517 | 2400 | PI | PRESSURE INDICATOR - FLOCULANT | 400-SLP-02 | JIGS SCREENS HUTCH WATER PUMP | GLAND SEAL WATER PRESSURE INDICATOR | ENDRESS + HAUSER / WINTERS | PPC5072-SG-45-SF45-SSTAG | DSOT-DS-2200-IC-PI0807 | N/A | N/A | DSOT-DW-2400-IC-8025 | N/A |  |  | AECOM | I&C Contractor | N/A | [7 empty] | CHANGED FROM 2503
1 | 2400-PI-2903 | 2400 | PI |  | 400-ROM-01 | ROD MILL | PRESSURE INDICATOR | TBD | TBD | - | N/A | N/A | DSOT-DW-2400-IC-8029 | N/A |  |  | PST002 | I&C Contractor | N/A
1 | 2400-PI-2910 | 2400 | PI |  | 400-ROM-01 | ROD MILL | PRESSURE INDICATOR | TBD | TBD | - | N/A | N/A | DSOT-DW-2400-IC-8029 | N/A |  |  | PST002 | I&C Contractor | N/A
1 | 2400-PI-2911 | 2400 | PI |  | 400-ROM-01 | ROD MILL | PRESSURE INDICATOR | TBD | TBD | - | N/A | N/A | DSOT-DW-2400-IC-8029 | N/A |  |  | PST002 | I&C Contractor | N/A
1 | 2400-PI-2921 | 2400 | PI |  | 400-ROM-01 | ROD MILL | PRESSURE INDICATOR | TBD | TBD | - | N/A | N/A | DSOT-DW-2400-IC-8029 | N/A |  |  | PST002 | I&C Contractor | N/A
0 | 2400-PICV-2913 | 2400 | PICV |  | 400-ROM-01 | ROD MILL | PRESSURE INDICATING CONTROL VALVE | TBD | TBD | - | TBD | - | DSOT-DW-2400-IC-8029 | N/A |  |  | PST002 | I&C Contractor | I&C Contractor
0 | 2400-PICV-2919 | 2400 | PICV |  | 400-ROM-01 | ROD MILL | PRESSURE INDICATING CONTROL VALVE | TBD | TBD | - | TBD | - | DSOT-DW-2400-IC-8029 | N/A |  |  | PST002 | I&C Contractor | I&C Contractor
0 | 2400-PICV-2922 | 2400 | PICV |  | 400-ROM-01 | ROD MILL | PRESSURE INDICATING CONTROL VALVE | TBD | TBD | - | TBD | - | DSOT-DW-2400-IC-8029 | N/A |  |  | PST002 | I&C Contractor | I&C Contractor
1 | 2400-PR-2117 | 2400 | PR |  | 400-BLO-01 | JIG AIR BLOWER #1 | PROTECTION RELAY | TBD | TBD | - | N/A | N/A | DSOT-DW-2400-IC-8021 | N/A |  |  |  | I&C Contractor | I&C Contractor
1 | 2400-PR-2317 | 2400 | PR |  | 400-BLO-02 | JIG AIR BLOWER #2 | PROTECTION RELAY | TBD | TBD | - | N/A | N/A | DSOT-DW-2400-IC-8023 | N/A |  |  | AECOM | I&C Contractor | I&C Contractor
3 | 2400-PRV-2137 | 2400 | PRV |  | 400-JIG-01 | FINE JIG #1 | PRESSURE RELIEF VALVE | - | - | - | N/A | N/A | DSOT-DW-2400-IC-8021 | N/A |  |  | PME010 | MEC Contractor | N/A
3 | 2400-PRV-2337 | 2400 | PRV |  | 400-JIG-02 | FINE JIG #2 | AIR PRESSURE RELIEF VALVE | - | - | - | N/A | N/A | DSOT-DW-2400-IC-8023 | N/A |  |  | PME010 | MEC Contractor | N/A
0 | 2400-PSH-2126 | 2400 | PSH |  | 400-HPP-01 | JIG HYDRAULIC UNIT #1 | HIGH PRESSURE SWITCH | - | - | - | 2400-JIG-01-CP | DI | DSOT-DW-2400-IC-8021 | N/A | 10-4-018414 3/37 | 2400-HPP-01-JB-01 | PME010 | OEM | OEM
1 | 2400-PSH-2326 | 2400 | PSH |  | 400-HPP-02 | JIG HYDRAULIC UNIT #2 | HIGH PRESSURE SWITCH | - | - | - | 2400-JIG-02-CP | DI | DSOT-DW-2400-IC-8023 | N/A | 10-4-018414 3/37 | 2400-HPP-01-JB-02 | PME010 | OEM | OEM
1 | 2400-PSL-2129 | 2400 | PSL |  | 400-BLO-01 | JIG AIR BLOWER #1 | LOW PRESSURE SWITCH | - | - | - | 2400-JIG-01-CP | DI | DSOT-DW-2400-IC-8021 | N/A |  | 2400-JIG-01-CP | PME010 | I&C Contractor | I&C Contractor
0 | 2400-PSL-2137 | 2400 | PSL |  | 400-JIG-01 | FINE JIG #1 | LOW PRESSURE SWITCH | - | - | - | 2400-JIG-01-CP | DI | DSOT-DW-2400-IC-8021 | N/A | 10-4-018414 6/37 | 2400-JIG-01-JB-01 | PME010 | OEM | OEM
1 | 2400-PSL-2329 | 2400 | PSL |  | 400-BLO-02 | JIG AIR BLOWER /2 | LOW PRESSURE SWITCH | - | - | - | 2400-JIG-02-CP | DI | DSOT-DW-2400-IC-8023 | N/A |  | 2400-JIG-02-CP | PME010 | I&C Contractor | I&C Contractor
1 | 2400-PSL-2337 | 2400 | PSL |  | 400-JIG-02 | FINE JIG #2 | LOW PRESSURE SWITCH | - | - | - | 2400-JIG-02-CP | DI | DSOT-DW-2400-IC-8023 | N/A | 10-4-018414 6/37 | 2400-JIG-02-JB-02 | PME010 | OEM | OEM
1 | 2400-PSL-2603A | 2400 | PSL |  | 400-BAM-01 | BALL MILL | TIRE LOW PRESSURE SWITCH | PRESSURE PRO | 0612R20 | - | 2200-PLC-01 | SOFT | DSOT-DW-2400-IC-8026 | N/A | DSOT-VP-2440-ME-0143-0016 | 2400-BAM-01-JBA-01 | PME015 | N/A | N/A
1 | 2400-PSL-2603B | 2400 | PSL |  | 400-BAM-01 | BALL MILL | TIRE LOW PRESSURE SWITCH | PRESSURE PRO | 0612R20 | - | 2200-PLC-01 | SOFT | DSOT-DW-2400-IC-8026 | N/A | DSOT-VP-2440-ME-0143-0016 | 2400-BAM-01-JBA-01 | PME015 | N/A | N/A
1 | 2400-PSL-2605A | 2400 | PSL |  | 400-BAM-01 | BALL MILL | TIRE LOW PRESSURE SWITCH | PRESSURE PRO | 0612R20 | - | 2200-PLC-01 | SOFT | DSOT-DW-2400-IC-8026 | N/A | DSOT-VP-2440-ME-0143-0016 | 2400-BAM-01-JBA-01 | PME015 | N/A | N/A
1 | 2400-PSL-2605B | 2400 | PSL |  | 400-BAM-01 | BALL MILL | TIRE LOW PRESSURE SWITCH | PRESSURE PRO | 0612R20 | - | 2200-PLC-01 | SOFT | DSOT-DW-2400-IC-8026 | N/A | DSOT-VP-2440-ME-0143-0016 | 2400-BAM-01-JBA-01 | PME015 | N/A | N/A
1 | 2400-PSL-2607A | 2400 | PSL |  | 400-BAM-01 | BALL MILL | TIRE LOW PRESSURE SWITCH | PRESSURE PRO | 0612R20 | - | 2200-PLC-01 | SOFT | DSOT-DW-2400-IC-8026 | N/A | DSOT-VP-2440-ME-0143-0016 | 2400-BAM-01-JBA-01 | PME015 | N/A | N/A
1 | 2400-PSL-2607B | 2400 | PSL |  | 400-BAM-01 | BALL MILL | TIRE LOW PRESSURE SWITCH | PRESSURE PRO | 0612R20 | - | 2200-PLC-01 | SOFT | DSOT-DW-2400-IC-8026 | N/A | DSOT-VP-2440-ME-0143-0016 | 2400-BAM-01-JBA-01 | PME015 | N/A | N/A
1 | 2400-PSL-2609A | 2400 | PSL |  | 400-BAM-01 | BALL MILL | TIRE LOW PRESSURE SWITCH | PRESSURE PRO | 0612R20 | - | 2200-PLC-01 | SOFT | DSOT-DW-2400-IC-8026 | N/A | DSOT-VP-2440-ME-0143-0016 | 2400-BAM-01-JBA-01 | PME015 | N/A | N/A
1 | 2400-PSL-2609B | 2400 | PSL |  | 400-BAM-01 | BALL MILL | TIRE LOW PRESSURE SWITCH | PRESSURE PRO | 0612R20 | - | 2200-PLC-01 | SOFT | DSOT-DW-2400-IC-8026 | N/A | DSOT-VP-2440-ME-0143-0016 | 2400-BAM-01-JBA-01 | PME015 | N/A | N/A
3 | 2400-PSL-2904 | 2400 | PSL |  | 400-ROM-01 | ROD MILL | PRESSURE SWITCH LOW | - | - | - | 2200-PLC-01 | DI | DSOT-DW-2400-IC-8029 | N/A | DSOT-DW-2400-IC-8709 | 2400-ROM-01-JB-02 | PST002 | OEM | OEM | 2200-RIO-02 | 0 | 5 | 11 |  | 400-ROM-01-Gearbox Lube Oil Low Pressure (NOT) |  | DSOT-VP-2450-M2-0144-0118
3 | 2400-PSL-2914 | 2400 | PSL |  | 400-ROM-01 | ROD MILL, GREASE LUBRIFICATION | PRESSURE SWITCH LOW | - | - | - | 2200-PLC-01 | DI | DSOT-DW-2400-IC-8029 | N/A | DSOT-DW-2400-IC-8725 | 2400-LOU-02 | PST002 | I&C Contractor | I&C Contractor | 2200-RIO-02 | 0 | 6 | 5 |  | 400-ROM-01-Main Bear. Gr. Sup. Air Low Pres. (NOT) |  | DSOT-VP-2450-M2-0144-0117
3 | 2400-PSL-2917 | 2400 | PSL |  | 400-ROM-01 | ROD MILL, GEAR SPRAY SYS. | PRESSURE SWITCH LOW | - | - | - | 2200-PLC-01 | DI | DSOT-DW-2400-IC-8029 | N/A | DSOT-DW-2400-IC-8724 | 2400-LOU-01 | PST002 | OEM | OEM | 2200-RIO-02 | 0 | 6 | 9 |  | 400-ROM-01-Ring Gear Gr. Spray Air Low Pres. (NOT) |  | DSOT-VP-2450-M2-0144-0117
1 | 2400-PSSL-2616 | 2400 | PSSL |  | 400-BAM-01 | BALL MILL | SAFETY LIMIT SWITCH | ALLEN BRADLEY | 802T-APD | - | 2200-PLC-01 | DI | DSOT-DW-2400-IC-8026 | N/A | DSOT-DW-2400-IC-8723 | 2400-HK-2602 | PME015 | I&C Contractor | I&C Contractor | 2200-RIO-02 | 0 | 2 | 12 |  | 400-BAM-01-Tire System Low Pressure (NOT) |  | TO VFD
1 | 2400-PSSL-2617 | 2400 | PSSL |  | 400-BAM-01 | BALL MILL | SAFETY LIMIT SWITCH | ALLEN BRADLEY | 802T-APD | - | 2200-PLC-01 | DI | DSOT-DW-2400-IC-8026 | N/A | DSOT-DW-2400-IC-8723 | 2400-HK-2602 | PME015 | I&C Contractor | I&C Contractor | 2200-RIO-02 | 0 | 2 | 13 |  | 400-BAM-01-Tire System Low Pressure (NOT) |  | TO VFD
0 | 2400-PT-2130 | 2400 | PT |  | 400-JIG-01 | FINE JIG #1 | PRESSURE TRANSMITTER | - | - | - | 2400-JIG-01-CP | AI | DSOT-DW-2400-IC-8021 | N/A | 10-4-018414 9/37 | 2400-JIG-01-JB-01 | PME010 | OEM | OEM
0 | 2400-PT-2138 | 2400 | PT |  | 400-JIG-01 | FINE JIG #1 | PRESSURE TRANSMITTER | - | - | - | 2400-JIG-01-CP | AI | DSOT-DW-2400-IC-8021 | N/A | 10-4-018414 9/37 | 2400-JIG-01-JB-01 | PME010 | OEM | OEM
0 | 2400-PT-2143 | 2400 | PT |  | 400-JIG-01 | FINE JIG #1 | PRESSURE TRANSMITTER | - | - | - | 2400-JIG-01-CP | AI | DSOT-DW-2400-IC-8021 | N/A | 10-4-018414 9/37 | 2400-JIG-01-JB-01 | PME010 | OEM | OEM
0 | 2400-PT-2144 | 2400 | PT |  | 400-JIG-01 | FINE JIG #1 | PRESSURE TRANSMITTER | - | - | - | 2400-JIG-01-CP | AI | DSOT-DW-2400-IC-8021 | N/A | 10-4-018414 9/37 | 2400-JIG-01-JB-01 | PME010 | OEM | OEM
1 | 2400-PT-2330 | 2400 | PT |  | 400-JIG-02 | FINE JIG #2 | PRESSURE TEMPERATURE (AIR VESSEL) | - | - | - | 2400-JIG-02-CP | AI | DSOT-DW-2400-IC-8023 | N/A | 10-4-018414 9/37 | 2400-JIG-02-JB-02 | PME010 | OEM | OEM
1 | 2400-PT-2338 | 2400 | PT |  | 400-JIG-02 | FINE JIG #2 | WORKING AIR VESSEL PRESSURE TRANSMITTER | - | - | - | 2400-JIG-02-CP | AI | DSOT-DW-2400-IC-8023 | N/A | 10-4-018414 9/37 | 2400-JIG-02-JB-02 | PME010 | OEM | OEM
1 | 2400-PT-2343 | 2400 | PT |  | 400-JIG-02 | FINE JIG #2 | PRESSURE TRANSMITTER | - | - | - | 2400-JIG-02-CP | AI | DSOT-DW-2400-IC-8023 | N/A | 10-4-018414 9/37 | 2400-JIG-02-JB-02 | PME010 | OEM | OEM
1 | 2400-PT-2344 | 2400 | PT |  | 400-JIG-02 | FINE JIG #2 | PRESSURE TRANSMITTER | - | - | - | 2400-JIG-02-CP | AI | DSOT-DW-2400-IC-8023 | N/A | 10-4-018414 9/37 | 2400-JIG-02-JB-02 | PME010 | OEM | OEM
3 | 2400-PT-2901 | 2400 | PT |  | 400-ROM-01 | ROD MILL | PRESSURE TRANSMITTER | - | - | - | 2200-PLC-01 | AI | DSOT-DW-2400-IC-8029 | N/A | DSOT-DW-2400-IC-8709 | 2400-ROM-01-JB-02 | PST002 | I&C Contractor | I&C Contractor | 2200-RIO-02 | 1 | 5 | 7 |  | 400-ROM-01-Gearbox Lube Oil Pressure |  | DSOT-VP-2450-M2-0144-0118
1 | 2400-PZ-2338 | 2400 | PZ |  | 400-JIG-02 | FINE JIG #2 | EXHAUST AIR PROPORTIONAL VALVE | TBD | TBD | - | N/A | N/A | DSOT-DW-2400-IC-8023 | N/A |  |  |  | OEM | OEM